## Sheet1
ESTIMATE DETAIL
# | UF CODE |  | DESCRIPTION | QUANTITY | UNIT
1 | A | A | SUBSTRUCTURE
2 | A10 | A10 | FOUNDATIONS
3 | A1000 | A1000 | Foundations
4 |  | A1000.00.0001 | Preliminary budget from historical data |  | GSF
5 | A1010 | A1010 | Standard Foundations
6 |  | A1010.10 | Wall Foundations
7 |  | A1010.10.0001 | Wall foundations |  | GSF
8 |  | A1010.10.0100 | Continuous footings, note dimensions and/or type |  | CY
9 |  | A1010.10.0110 | Grade beams, note dimensions and/or type |  | CY
10 |  | A1010.10.0200 | Foundation walls, CIP, note thickness and/or type |  | CY
11 |  | A1010.10.0210 | Foundation walls, CMU, note thickness and/or type |  | SF
12 |  | A1010.10.0300 | Elevator pit walls, CIP, note thickness and/or type |  | CY
13 |  | A1010.10.0310 | Elevator pit walls, CMU, note thickness and/or type |  | SF
14 |  | A1010.30 | Column Foundations
15 |  | A1010.30.0001 | Column foundations |  | GSF
16 |  | A1010.30.0100 | Spread footings, note dimensions and/or type |  | CY
17 |  | A1010.30.0200 | Column piers, note dimensions and/or type |  | CY
18 |  | A1010.30.0300 | Pile caps, note dimensions and/or type |  | CY
19 |  | A1010.40 | Mat Foundations
20 |  | A1010.40.0001 | Mat foundations |  | GSF
21 |  | A1010.40.0100 | Mat foundations, note dimensions and/or type |  | CY
22 |  | A1010.90 | Standard Foundation Supplementary Components
23 |  | A1010.90.0001 | Standard foundation supplementary components |  | GSF
24 |  | A1010.90.0210 | Waterproofing, sheet |  | SF
25 |  | A1010.90.0220 | Waterproofing, fluid-applied |  | SF
26 |  | A1010.90.0230 | Waterproofing, bentonite |  | SF
27 |  | A1010.90.0300 | Foundation insulation |  | SF
28 | A1020 | A1020 | Special Foundations
29 |  | A1020.10 | Driven Piles
30 |  | A1020.10.0001 | Driven piles |  | GSF
31 |  | A1020.10.0100 | Concrete piles |  | LF
32 |  | A1020.10.0200 | Steel piles |  | LF
33 |  | A1020.10.0300 | Composite piles |  | LF
34 |  | A1020.10.0400 | Driven pile load tests |  | EA
35 |  | A1020.15 | Bored Piles
36 |  | A1020.15.0001 | Bored piles |  | GSF
37 |  | A1020.15.0100 | Bored and Augercast pile load tests |  | EA
38 |  | A1020.15.0200 | Augercast piles, note diameter and depth |  | CY
39 |  | A1020.15.0300 | Drilled micropiles |  | LF
40 |  | A1020.15.0400 | Mobilization and demobilization |  | EA
41 |  | A1020.15.0500 | Spoil removal |  | CY
42 |  | A1020.15.1040 | Reinforcing steel |  | TON
43 |  | A1020.15.1110 | Second drill rig to accelerate install |  | EA
44 |  | A1020.20 | Caissons
45 |  | A1020.20.0001 | Caissons |  | GSF
46 |  | A1020.20.0100 | Drilled piers, note diameter and depth |  | CY
47 |  | A1020.20.0200 | Mobilization and demobilization |  | EA
48 |  | A1020.20.0300 | Spoil removal |  | CY
49 |  | A1020.30 | Special Foundations
50 |  | A1020.30.0001 | Special foundations |  | GSF
51 |  | A1020.30.0100 | Rammed aggregate piles |  | CY
52 |  | A1020.40 | Foundation Anchors
53 |  | A1020.40.0001 | Foundation anchors |  | EA
54 |  | A1020.50 | Underpinning
55 |  | A1020.50.0001 | Underpinning |  | GSF
56 |  | A1020.50.0100 | Underpinning |  | EA
57 | A20 | A20 | SUBGRADE ENCLOSURES
58 | A2000 | A2000 | Subgrade Enclosures
59 |  | A2000.00.0000 | Preliminary budget from historical data |  | GSF
60 | A2010 | A2010 | Walls for Subgrade Enclosures
61 |  | A2010.10 | Subgrade Enclosure Wall Construction
62 |  | A2010.10.0001 | Subgrade enclosure wall construction |  | GSF
63 |  | A2010.10.0100 | Subgrade enclosure wall, CIP, note thickness and/or type |  | CY
64 |  | A2010.20 | Subgrade Enclosure Wall Interior Skin
65 |  | A2010.20.0001 | Subgrade enclosure wall interior skin |  | GSF
66 |  | A2010.20.0100 | Furring and GWB walls |  | SF
67 |  | A2010.90 | Subgrade Enclosure Wall Supplementary Components
68 |  | A2010.90.0001 | Subgrade enclosure wall supplementary components |  | GSF
69 |  | A2010.90.0110 | Waterproofing, sheet |  | SF
70 |  | A2010.90.0120 | Waterproofing, fluid-applied |  | SF
71 |  | A2010.90.0130 | Waterproofing, bentonite |  | SF
72 |  | A2010.90.0200 | Foundation insulation |  | SF
73 | A40 | A40 | SLABS-ON-GRADE
74 | A4000 | A4000 | Slabs-on-Grade
75 |  | A4000.00.0000 | Preliminary budget from historical data |  | GSF
76 | A4010 | A4010 | Standard Slabs-on-Grade
77 |  | A4010.10 | Standard Slabs-on-Grade
78 |  | A4010.10.0001 | Standard slabs-on-grade |  | GSF
79 |  | A4010.10.0100 | Standard slabs-on-grade, note thickness |  | CY
80 |  | A4010.10.0200 | Grade supported stairs |  | LF
81 |  | A4010.10.0300 | Frost slabs, note thickness |  | CY
82 | A4020 | A4020 | Structural Slabs-on-Grade
83 |  | A4020.10 | Structural Slabs-on-Grade
84 |  | A4020.10.0001 | Structural slabs-on-grade, note thickness |  | CY
85 | A4030 | A4030 | Slab Trenches
86 |  | A4030.10 | Slab Trenches
87 |  | A4030.10.0001 | Slab trenches, note dimensions |  | CY
88 | A4040 | A4040 | Pits and Bases
89 |  | A4040.10 | Pits and Bases
90 |  | A4040.10.0001 | Pits and bases |  | GSF
91 |  | A4040.10.0100 | Recessed slab premium |  | SF
92 |  | A4040.10.0200 | Mech/elec equipment pads, note thickness |  | CY
93 | A4090 | A4090 | Slab-On-Grade Supplementary Components
94 |  | A4090.10 | Perimeter Insulation
95 |  | A4090.10.0001 | Perimeter insulation |  | GSF
96 |  | A4090.10.0100 | Perimeter insulation |  | SF
97 |  | A4090.20 | Vapor Retarder
98 |  | A4090.20.0001 | Vapor retarder |  | SF
99 |  | A4090.30 | Waterproofing
100 |  | A4090.30.0001 | Waterproofing |  | GSF
101 |  | A4090.30.0100 | Below-slab waterproofing |  | SF
102 |  | A4090.50 | Mud Slab
103 |  | A4090.50.0001 | Mud slab, note thickness |  | CY
104 |  | A4090.60 | Subbase Layer
105 |  | A4090.60.0001 | Aggregate subbase layer, note thickness and material |  | CY
106 | A60 | A60 | WATER AND GAS MITIGATION
107 | A6000 | A6000 | Water and Gas Mitigation
108 |  | A6000.00.0000 | Preliminary budget from historical data |  | GSF
109 | A6010 | A6010 | Building Subdrainage
110 |  | A6010.10 | Foundation Drainage
111 |  | A6010.10.0001 | Foundation drainage |  | GSF
112 |  | A6010.10.0100 | Foundation drainage |  | LF
113 |  | A6010.20 | Underslab Drainage
114 |  | A6010.20.0001 | Underslab drainage |  | GSF
115 |  | A6010.20.0100 | Underslab drainage |  | LF
116 | A6020 | A6020 | Off-Gassing Mitigation
117 |  | A6020.10 | Radon Mitigation
118 |  | A6020.10.0001 | Radon mitigation |  | GSF
119 |  | A6020.10.0100 | Radon mitigation |  | SF
120 |  | A6020.50 | Methane Mitigation
121 |  | A6020.50.0001 | Methane mitigation |  | SF
122 | A90 | A90 | SUBSTRUCTURE RELATED ACTIVITIES
123 | A9000 | A9000 | Substructure Related Activities
124 |  | A9000.00.0000 | Preliminary budget from historical data |  | GSF
125 | A9010 | A9010 | Substructure Excavation
126 |  | A9010.10 | Excavation and Backfill
127 |  | A9010.10.0001 | Excavation and backfill |  | GSF
128 |  | A9010.10.0110 | Excavate basement |  | CY
129 |  | A9010.10.0120 | Excavate foundations |  | CY
130 |  | A9010.10.0310 | Backfill w/ excavated material |  | CY
131 |  | A9010.10.0320 | Backfill w/ imported granular material |  | CY
132 |  | A9010.10.0500 | Haul off spoils, all areas |  | CY
133 | A9020 | A9020 | Construction Dewatering
134 |  | A9020.10 | Construction Dewatering
135 |  | A9020.10.0001 | Construction dewatering |  | GSF
136 |  | A9020.10.0110 | Dewatering, sump pit w/ pump |  | EA
137 |  | A9020.10.0120 | Dewatering, well point system |  | EA
138 | A9030 | A9030 | Excavation Support
139 |  | A9030.10 | Excavation Support and Protection Systems
140 |  | A9030.10.0001 | Excavation support and protection systems |  | GSF
141 |  | A9030.10.0100 | H-piles and lagging system |  | SF
142 |  | A9030.10.0200 | Sheet piling |  | SF
143 |  | A9030.10.0300 | Slurry walls |  | SF
144 |  | A9030.20 | Cofferdams
145 |  | A9030.20.0001 | Cofferdams |  | SF
146 | B | B | SHELL
147 | B10 | B10 | SUPERSTRUCTURE
148 | B1000 | B1000 | Superstructure
149 |  | B1000.00.0000 | Preliminary budget from historical data |  | GSF
150 | B1010 | B1010 | Floor Construction
151 |  | B1010.10 | Floor Structural Frame
152 |  | B1010.10.0001 | Floor structural frame |  | GSF
153 |  | B1010.10.0110 | Columns supporting floors, CIP |  | CY
154 |  | B1010.10.0130 | Columns supporting floors, steel |  | TON
155 |  | B1010.10.0140 | Columns supporting floors, mass timber |  | CF
156 |  | B1010.10.0210 | Floor girders and beams, CIP |  | CY
157 |  | B1010.10.0230 | Floor girders and beams, steel |  | TON
158 |  | B1010.10.0310 | Floor trusses, steel |  | TON
159 |  | B1010.10.0410 | Floor joists, CIP |  | CY
160 |  | B1010.10.0430 | Floor joists, steel |  | TON
161 |  | B1010.10.0500 | Concrete core/shear walls, note thickness and/or type |  | CY
162 |  | B1010.10.0610 | Load bearing walls, CMU, note thickness and/or type - floor construction |  | SF
163 |  | B1010.10.0620 | Load bearing walls, CFMF |  | SF
164 |  | B1010.10.0910 | Allowance for design development, structural steel - floor construction |  | TON
165 |  | B1010.10.0920 | Misc. steel framing at floor perimeter and openings |  | TON
166 |  | B1010.10.0930 | Elevator hoist beams and rail support framing |  | TON
167 |  | B1010.10.0940 | Premium for AESS |  | SF
168 |  | B1010.10.0950 | Premium for galvanizing or zinc primer at exposed steel |  | SF
169 |  | B1010.20 | Floor Decks, Slabs, and Toppings
170 |  | B1010.20.0001 | Floor decks, slabs, and toppings |  | GSF
171 |  | B1010.20.0100 | Concrete structural floor deck, note thickness |  | CY
172 |  | B1010.20.0110 | Post-tensioned concrete floor deck, note thickness |  | CY
173 |  | B1010.20.0120 | Mass timber floor deck |  | CF
174 |  | B1010.20.0200 | Precast concrete structural floor deck |  | SF
175 |  | B1010.20.0300 | Concrete slab on metal floor deck, note thickness |  | CY
176 |  | B1010.20.0310 | Concrete topping slab, floor deck, note thickness |  | CY
177 |  | B1010.20.0410 | Metal decking, floor, standard |  | SF
178 |  | B1010.20.0420 | Metal decking, floor, acoustic |  | SF
179 |  | B1010.20.0430 | Metal decking, floor, cellular |  | SF
180 |  | B1010.20.1000 | Unistrut supports in decks |  | LF
181 |  | B1010.20.1010 | Metal embeds and inserts for the trades |  | EA
182 |  | B1010.20.1020 | Supports for precast - not designed |  | EA
183 |  | B1010.20.1060 | Reinforce floor deck openings, CIP |  | TON
184 |  | B1010.20.1070 | Shoring of metal decking during pours |  | SF
185 |  | B1010.20.1080 | Architectural slab edge and shaft location dimensions |  | SF
186 |  | B1010.20.1090 | Floor depressions and closures |  | SF
187 |  | B1010.20.1180 | Closures, pour stops and column details |  | LF
188 |  | B1010.20.1190 | Cut out and reinforce holes in deck for other trades |  | SF
189 |  | B1010.90 | Floor Construction Supplementary Components
190 |  | B1010.90.0001 | Floor construction supplementary components |  | GSF
191 |  | B1010.90.0100 | Fireproofing, spray applied, type, and note UL or hour rating |  | SF
192 |  | B1010.90.0110 | Fireproofing, intumescent painting, note mils or rating |  | SF
193 |  | B1010.90.0200 | Firestopping, perimeter |  | LF
194 |  | B1010.90.0210 | Firestopping, floor penetrations |  | SF
195 |  | B1010.90.0300 | Expansion control |  | LF
196 |  | B1010.90.0400 | Sound, vibration, and seismic control |  | SF
197 | B1020 | B1020 | Roof Construction
198 |  | B1020.10 | Roof Structural Frame
199 |  | B1020.10.0001 | Roof structural frame |  | GSF
200 |  | B1020.10.0110 | Columns supporting roofs, CIP |  | CY
201 |  | B1020.10.0130 | Columns supporting roofs, steel |  | TON
202 |  | B1020.10.0140 | Columns supporting roofs, mass timber |  | CF
203 |  | B1020.10.0210 | Roof girders and beams, CIP |  | CY
204 |  | B1020.10.0230 | Roof girders and beams, steel |  | TON
205 |  | B1020.10.0310 | Roof trusses, steel |  | TON
206 |  | B1020.10.0410 | Roof joists, CIP |  | CY
207 |  | B1020.10.0430 | Roof joists, steel |  | TON
208 |  | B1020.10.0500 | Concrete core/shear walls, note thickness and/or type |  | CY
209 |  | B1020.10.0610 | Load bearing walls, CMU, note thickness and/or type - roof construction |  | SF
210 |  | B1020.10.0620 | Load bearing walls, CFMF |  | SF
211 |  | B1020.10.0910 | Allowance for design development, structural steel - roof construction |  | TON
212 |  | B1020.10.0920 | Misc. steel framing at roof perimeter and openings |  | TON
213 |  | B1020.20 | Roof Decks, Slabs, and Sheathing
214 |  | B1020.20.0001 | Roof decks, slabs, and sheathing |  | GSF
215 |  | B1020.20.0100 | Concrete structural roof deck, note thickness |  | CY
216 |  | B1020.20.0110 | Post-tensioned concrete roof deck, note thickness |  | CY
217 |  | B1020.20.0120 | Mass timber roof deck |  | CF
218 |  | B1020.20.0200 | Precast concrete structural roof deck |  | SF
219 |  | B1020.20.0300 | Concrete slab on metal roof deck, note thickness |  | CY
220 |  | B1020.20.0310 | Concrete topping slab, roof deck, note thickness |  | CY
221 |  | B1020.20.0410 | Metal decking, roof, standard |  | SF
222 |  | B1020.20.0420 | Metal decking, roof, acoustic |  | SF
223 |  | B1020.20.0430 | Metal decking, roof, cellular |  | SF
224 |  | B1020.30 | Canopy Construction
225 |  | B1020.30.0001 | Canopy construction |  | GSF
226 |  | B1020.30.0100 | Columns supporting canopies, steel |  | TON
227 |  | B1020.30.0200 | Canopy framing, steel |  | TON
228 |  | B1020.30.0300 | Canopy deck |  | SF
229 |  | B1020.90 | Roof Construction Supplementary Components
230 |  | B1020.90.0001 | Roof construction supplementary components |  | GSF
231 |  | B1020.90.0100 | Fireproofing, spray applied, type, and note UL or hour rating |  | SF
232 |  | B1020.90.0110 | Fireproofing, intumescent painting, note mils or rating |  | SF
233 |  | B1020.90.0300 | Expansion joints |  | LF
234 |  | B1020.90.0400 | Sound, vibration, and seismic control |  | SF
235 | B1080 | B1080 | Stairs
236 |  | B1080.10 | Stair Construction
237 |  | B1080.10.0001 | Stair construction |  | GSF
238 |  | B1080.10.0100 | Cast-in-place concrete stairs (clarify as LFR if priced that way) |  | LF
239 |  | B1080.10.0110 | Concrete stair fill |  | SF
240 |  | B1080.10.0200 | Precast concrete stairs (clarify as LFR if priced that way) |  | LF
241 |  | B1080.10.0300 | Precast concrete stair treads |  | LF
242 |  | B1080.10.0410 | Metal stairs, pan (clarify as LFR if priced that way) |  | LF
243 |  | B1080.10.0420 | Metal stairs, grating (clarify as LFR if priced that way) |  | LF
244 |  | B1080.10.0426 | Temporary stairs/railing (clarify as LFR if priced that way) |  | LF
245 |  | B1080.10.0427 | Embeds and blockouts for stair stringers in decks |  | EA
246 |  | B1080.10.0430 | Metal stair treads and nosings |  | LF
247 |  | B1080.10.0440 | Metal stairs w/ railings (clarify as LFR if priced that way) |  | LF
248 |  | B1080.10.0500 | Decorative metal stairs (clarify as LFR if priced that way) |  | LF
249 |  | B1080.10.9000 | Paint stairs (clarify as FLT if priced that way) |  | LF
250 |  | B1080.50 | Stair Railings
251 |  | B1080.50.0001 | Stair railings |  | GSF
252 |  | B1080.50.0100 | Wire rope railings |  | LF
253 |  | B1080.50.0210 | Metal railings, welded wire mesh |  | LF
254 |  | B1080.50.0220 | Metal railings, picket rail |  | LF
255 |  | B1080.50.0300 | Decorative metal railings |  | LF
256 |  | B1080.50.0310 | Glazed decorative metal railings |  | LF
257 |  | B1080.50.0500 | Composite railings |  | LF
258 |  | B1080.50.9000 | Paint railings |  | LF
259 |  | B1080.60 | Fire escapes
260 |  | B1080.60.0001 | Fire escapes |  | LF
261 |  | B1080.70 | Metal Walkways
262 |  | B1080.70.0001 | Metal walkways |  | GSF
263 |  | B1080.70.0100 | Metal catwalks |  | SF
264 |  | B1080.70.0200 | Metal gratings |  | SF
265 |  | B1080.70.0210 | Metal gratings, steel |  | SF
266 |  | B1080.70.0220 | Metal gratings, aluminum |  | SF
267 |  | B1080.70.0300 | Metal plate, checkered |  | SF
268 |  | B1080.70.9000 | Paint metal walkways |  | SF
269 |  | B1080.70.0002 | Catwalks above ceilings for access, maintenance |  | SF
270 |  | B1080.80 | Ladders
271 |  | B1080.80.0001 | Ladders |  | GSF
272 |  | B1080.80.0100 | Ladders, vertical |  | LF
273 |  | B1080.80.0200 | Ladders, alternating tread |  | LF
274 |  | B1080.80.0300 | Ladders, elevator pit |  | LF
275 |  | B1080.80.9000 | Paint ladders |  | LF
276 | B20 | B20 | EXTERIOR VERTICAL ENCLOSURES
277 | B2000 | B2000 | Exterior Vertical Enclosures
278 |  | B2000.00.0000 | Preliminary budget from historical data |  | gsf
279 | B2010 | B2010 | Exterior Walls
280 |  | B2010.10 | Exterior Wall Veneer
281 |  | B2010.10.0001 | Exterior wall veneer |  | GSF
282 |  | B2010.10.0100 | Precast concrete - note thickness, type, and finish |  | SF
283 |  | B2010.10.0200 | Unit masonry (solid brick and/or CMU) - note type, size, finish, reinforcing, and grouting |  | SF
284 |  | B2010.10.0210 | Masonry veneer - note size, type, and finish |  | SF
285 |  | B2010.10.0220 | Exterior stone cladding - note size, type, and finish |  | SF
286 |  | B2010.10.0230 | Stone masonry veneer - note size, type, and finish |  | SF
287 |  | B2010.10.0240 | Manufactured masonry - note size, type, and finish |  | SF
288 |  | B2010.10.0300 | Steel support of exterior wall assemblies - note details |  | SF
289 |  | B2010.10.0400 | Exterior finish carpentry - note details |  | SF
290 |  | B2010.10.0500 | Simulated stone - note size, type, and finish |  | SF
291 |  | B2010.10.0600 | Water repellents and sealers - note type |  | SF
292 |  | B2010.10.0700 | Exterior insulation and finish systems - note details |  | SF
293 |  | B2010.10.0810 | Metal wall panels, non-insulated - note size, type, and finish |  | SF
294 |  | B2010.10.0820 | Metal wall panels, insulated - note size, type, and finish |  | SF
295 |  | B2010.10.0830 | Metal composite wall panels - note size, type, and finish |  | SF
296 |  | B2010.10.0840 | Wood wall panels - note size, type, and finish |  | SF
297 |  | B2010.10.0850 | Terra cotta wall panels - note size, type, and finish |  | SF
298 |  | B2010.10.0860 | Cementitious wall panels - note size, type, and finish |  | SF
299 |  | B2010.10.0870 | Fabricated wall panel assemblies - note size, type, and finish |  | SF
300 |  | B2010.10.0880 | Glass-fiber-reinforced cementitious panels (GFRC) - note size, type, and finish |  | SF
301 |  | B2010.10.0900 | Siding - note size, type, and finish |  | SF
302 |  | B2010.10.1500 | Cement plastering |  | SF
303 |  | B2010.10.1600 | Cement stucco |  | SF
304 |  | B2010.10.1700 | Painting and coating |  | SF
305 |  | B2010.10.2000 | Allowance for wall elevations not shown |  | SF
306 |  | B2010.10.2020 | Masonry supports, clips and attachments |  | LF
307 |  | B2010.10.2050 | Flashing details at brick and stone walls |  | SF
308 |  | B2010.10.2090 | Masonry coursing and color range changes |  | SF
309 |  | B2010.10.2100 | Masonry tooth-in at wall openings |  | SF
310 |  | B2010.10.2110 | Grouting of items installed by others |  | LF
311 |  | B2010.10.2120 | Point, patch and tool existing joints |  | SF
312 |  | B2010.10.2180 | Drill and grout for masonry dowels not installed by others |  | EA
313 |  | B2010.10.2190 | Grouting of masonry walls for fire/sound rating |  | SF
314 |  | B2010.10.2230 | Install masonry embeds and bolts |  | EA
315 |  | B2010.10.2250 | Masonry accessories required for other trades |  | SF
316 |  | B2010.10.2260 | Furnish masonry rebar |  | TON
317 |  | B2010.10.2310 | Masonry scaffolding system and extended rental |  | SF
318 |  | B2010.10.2330 | Protection of finish masonry / stone |  | SF
319 |  | B2010.10.2360 | Aprons, returns, and ledges of same materials |  | SF
320 |  | B2010.10.2370 | Allowance for breakage and damaged stone |  | SF
321 |  | B2010.10.2420 | Masonry / stone mock-up |  | SF
322 |  | B2010.10.2430 | Metal panel mock-up |  | SF
323 |  | B2010.10.2480 | Exterior wall metal framing and sheathing mock-up |  | SF
324 |  | B2010.10.2520 | Fire rated enclosures at exterior slab edge conditions |  | SF
325 |  | B2010.10.2590 | Hoist bay infill requirements - ext. wall veneer |  | SF
326 |  | B2010.10.2690 | Overtime and schedule acceleration |  | SF
327 |  | B2010.20 | Exterior Wall Back-up Construction
328 |  | B2010.20.0001 | Exterior wall back-up construction |  | GSF
329 |  | B2010.20.0300 | CMU back-up |  | SF
330 |  | B2010.20.0350 | Structural steel exterior wall support framing |  | TON
331 |  | B2010.20.0400 | Structural metal stud framing |  | SF
332 |  | B2010.20.0700 | Sheathing, wall |  | SF
333 |  | B2010.30 | Exterior Wall Interior Skin
334 |  | B2010.30.0001 | Exterior wall interior skin |  | GSF
335 |  | B2010.30.0100 | GWB for metal stud back-up |  | SF
336 |  | B2010.30.0200 | Furring and GWB |  | SF
337 |  | B2010.30.0300 | Perimeter ceiling/soffit assemblies |  | SF
338 |  | B2010.40 | Fabricated Exterior Wall Assemblies
339 |  | B2010.40.0001 | Fabricated exterior wall assemblies |  | GSF
340 |  | B2010.40.0400 | Curtain wall assemblies |  | SF
341 |  | B2010.40.0410 | Glazed aluminum curtain walls |  | SF
342 |  | B2010.40.0420 | Structural sealant glazed curtain walls |  | SF
343 |  | B2010.40.0430 | Structural glass curtain walls |  | SF
344 |  | B2010.40.0440 | Structural support for curtainwall framing |  | TON
345 |  | B2010.40.0450 | Sunshades |  | LF
346 |  | B2010.40.0460 | Exterior slab edge anchors |  | LF
347 |  | B2010.40.0470 | Interior metal trim closure to conceal connections |  | LF
348 |  | B2010.40.0480 | Field testing, CW - clarify type |  | SF
349 |  | B2010.40.0490 | Performance or visual mock-up, CW - clarify type |  | SF
350 |  | B2010.40.0500 | Translucent wall assemblies |  | SF
351 |  | B2010.40.1000 | Expedite CW material fabrication and extrusions |  | SF
352 |  | B2010.40.1010 | Protection and repair from damage - curtain wall |  | SF
353 |  | B2010.40.1020 | Hoist bay infill requirements - curtain wall |  | SF
354 |  | B2010.40.1030 | Final cleaning - curtain wall |  | SF
355 |  | B2010.40.1040 | Overtime and schedule acceleration - curtain wall |  | SF
356 |  | B2010.50 | Parapet Back-up Construction
357 |  | B2010.50.0001 | Parapet back-up construction |  | GSF
358 |  | B2010.50.0300 | CMU back-up |  | SF
359 |  | B2010.50.0400 | Structural metal stud framing |  | SF
360 |  | B2010.50.0710 | Parapet sheathing - exterior-side |  | SF
361 |  | B2010.50.0720 | Parapet sheathing - roof-side |  | SF
362 |  | B2010.60 | Equipment Screens
363 |  | B2010.60.0001 | Equipment screens |  | GSF
364 |  | B2010.60.0100 | Louvered equipment enclosures |  | SF
365 |  | B2010.60.0200 | Equipment screen framing |  | TON
366 |  | B2010.60.0300 | Equipment screen panels |  | SF
367 |  | B2010.80 | Exterior Wall Supplementary Components
368 |  | B2010.80.0001 | Exterior wall supplementary components |  | GSF
369 |  | B2010.80.0110 | Air and water barrier, wrap |  | SF
370 |  | B2010.80.0120 | Air and water barrier, spray applied |  | SF
371 |  | B2010.80.0310 | Insulation, batt |  | SF
372 |  | B2010.80.0320 | Insulation, board |  | SF
373 |  | B2010.80.0330 | Insulation, spray applied |  | SF
374 |  | B2010.80.0400 | Expansion joint covers |  | LF
375 |  | B2010.90 | Exterior Wall Opening Supplementary Components
376 |  | B2010.90.0001 | Exterior wall opening supplementary components |  | GSF
377 |  | B2010.90.0110 | Lintels, precast |  | LF
378 |  | B2010.90.0120 | Lintels, steel - note detail and if furnish only |  | LF
379 |  | B2010.90.0130 | Lintels, stone |  | LF
380 |  | B2010.90.0200 | Joint sealants |  | LF
381 |  | B2010.90.0300 | Flashing, sheet metal |  | LF
382 |  | B2010.90.0400 | Sills, aluminum |  | LF
383 |  | B2010.90.0410 | Sills, precast |  | LF
384 |  | B2010.90.0420 | Sills, stone |  | LF
385 | B2020 | B2020 | Exterior Windows
386 |  | B2020.10 | Exterior Operating Windows
387 |  | B2020.10.0001 | Exterior operating windows |  | GSF
388 |  | B2020.10.0100 | Exterior operable windows |  | SF
389 |  | B2020.10.0200 | Window screens |  | SF
390 |  | B2020.20 | Exterior Fixed Windows
391 |  | B2020.20.0001 | Exterior fixed windows |  | GSF
392 |  | B2020.20.0100 | Exterior fixed windows |  | SF
393 |  | B2020.30 | Exterior Window Wall
394 |  | B2020.30.0001 | Exterior window wall |  | GSF
395 |  | B2020.30.0100 | Storefronts, aluminum |  | SF
396 |  | B2020.30.0200 | Window wall, aluminum |  | SF
397 |  | B2020.30.1050 | Expedite material fabrication and extrusions |  | SF
398 |  | B2020.30.1080 | Protection and repair from damage |  | SF
399 |  | B2020.30.1100 | Exterior slab edge anchors - window wall |  | LF
400 |  | B2020.30.1110 | Interior metal trim closure to conceal connections |  | LF
401 |  | B2020.30.1130 | Field testing, window wall - clarify type |  | SF
402 |  | B2020.30.1140 | Performance or visual mock-up, window wall - clarify type |  | SF
403 |  | B2020.30.1150 | Hoist bay infill requirements |  | SF
404 |  | B2020.30.1160 | Final cleaning |  | SF
405 |  | B2020.30.1180 | Overtime and schedule acceleration |  | GSF
406 |  | B2020.50 | Exterior Special Function Windows
407 |  | B2020.50.0001 | Exterior special function windows |  | GSF
408 |  | B2020.50.0300 | Exterior pass windows |  | SF
409 |  | B2020.50.0500 | Exterior radiation shielding windows |  | SF
410 |  | B2020.50.0700 | Exterior security windows |  | SF
411 | B2050 | B2050 | Exterior Doors and Grilles
412 |  | B2050.10 | Exterior Entrance Doors
413 |  | B2050.10.0001 | Exterior entrance doors |  | GSF
414 |  | B2050.10.0110 | Aluminum and glass doors at SF/CW - single |  | EA
415 |  | B2050.10.0115 | Aluminum and glass doors at SF/CW - pair |  | EA
416 |  | B2050.10.0120 | Aluminum and glass doors - single |  | EA
417 |  | B2050.10.0125 | Aluminum and glass doors - pair |  | EA
418 |  | B2050.10.0210 | Automatic entrances, sliding - single |  | EA
419 |  | B2050.10.0215 | Automatic entrances, sliding - pair |  | EA
420 |  | B2050.10.0217 | Automatic entrances, swinging - pair |  | EA
421 |  | B2050.10.0220 | Automatic entrances, swinging - single |  | EA
422 |  | B2050.10.0300 | Revolving door entrances |  | EA
423 |  | B2050.10.0400 | Balanced door entrances |  | EA
424 |  | B2050.20 | Exterior Utility Doors
425 |  | B2050.20.0001 | Exterior utility doors |  | EA
426 |  | B2050.20.0110 | Exterior utility doors, HM - single |  | EA
427 |  | B2050.20.0120 | Exterior utility doors, HM - pair |  | EA
428 |  | B2050.30 | Exterior Oversize Doors
429 |  | B2050.30.0001 | Exterior oversize doors |  | EA
430 |  | B2050.30.0100 | Exterior coiling doors |  | EA
431 |  | B2050.30.0200 | Exterior panel doors |  | EA
432 |  | B2050.40 | Exterior Special Function Doors
433 |  | B2050.40.0001 | Exterior special function doors |  | SF
434 |  | B2050.60 | Exterior Grilles
435 |  | B2050.60.0001 | Exterior grilles |  | SF
436 |  | B2050.70 | Exterior Gates
437 |  | B2050.70.0001 | Exterior gates |  | EA
438 |  | B2050.90 | Exterior Door Supplementary Components
439 |  | B2050.90.0001 | Exterior door supplementary components |  | EA
440 |  | B2050.90.0100 | Door hardware |  | EA
441 |  | B2050.90.0110 | Security door hardware |  | EA
442 |  | B2050.90.0120 | Automatic door operators |  | EA
443 |  | B2050.90.0410 | Finishes - painting HM frames |  | EA
444 |  | B2050.90.0420 | Finishes - painting HM doors |  | EA
445 |  | B2050.90.1000 | Structural supports and design |  | TON
446 |  | B2050.90.1030 | Added mullions and snap-ons |  | EA
447 |  | B2050.90.1050 | Automatic door control interface with smoke evacuation |  | EA
448 |  | B2050.90.1060 | Grout HM door frames |  | EA
449 |  | B2050.90.1070 | Door bucks, set frames and embeds |  | EA
450 |  | B2050.90.1210 | Overtime and schedule acceleration |  | EA
451 | B2070 | B2070 | Exterior Louvers and Vents
452 |  | B2070.10 | Exterior Louvers
453 |  | B2070.10.0001 | Exterior louvers |  | GSF
454 |  | B2070.10.0200 | Exterior louvers, motorized |  | SF
455 |  | B2070.10.0300 | Exterior louvers, fixed |  | SF
456 |  | B2070.10.1000 | Wall louver supports |  | EA
457 |  | B2070.10.1010 | Storm proof design requirements |  | EA
458 |  | B2070.10.1020 | Custom colors and sizes |  | EA
459 |  | B2070.10.1030 | Required louvers not shown on elevations |  | EA
460 |  | B2070.10.1040 | HVAC supplied louvers and scope gaps |  | EA
461 |  | B2070.10.1050 | Flashing details at outside openings |  | EA
462 |  | B2070.10.1060 | Exterior louvers supports in walls |  | EA
463 |  | B2070.50 | Exterior Vents
464 |  | B2070.50.0001 | Exterior vents |  | SF
465 | B2080 | B2080 | Exterior Wall Appurtenances
466 |  | B2080.30 | Exterior Opening Protection Devices
467 |  | B2080.30.0001 | Exterior opening protection devices |  | GSF
468 |  | B2080.30.0200 | Exterior sun shades |  | SF
469 |  | B2080.30.0300 | Awnings |  | SF
470 |  | B2080.30.0400 | Window canopies |  | SF
471 |  | B2080.50 | Exterior Balcony Walls and Railings
472 |  | B2080.50.0001 | Exterior balcony walls and railings |  | SF
473 |  | B2080.50.0100 | Balcony walls |  | SF
474 |  | B2080.50.0200 | Waterproofing at exterior wall transitions |  | SF
475 |  | B2080.50.0210 | Balcony railings, standard |  | LF
476 |  | B2080.50.0220 | Balcony railings, ornamental |  | LF
477 |  | B2080.50.0300 | Railing attachment support |  | LF
478 |  | B2080.70 | Exterior Fabrications and Trim
479 |  | B2080.70.0001 | Exterior fabrications and trim |  | SF
480 |  | B2080.70.0100 | Glass-fiber-reinforced concrete |  | EA
481 |  | B2080.70.0200 | Metal fabrications |  | EA
482 |  | B2080.70.0300 | Column covers, metal |  | EA
483 |  | B2080.70.0400 | Decorative metal |  | EA
484 |  | B2080.70.0500 | Ornamental woodwork |  | EA
485 |  | B2080.70.0600 | Plastic fabrications |  | EA
486 |  | B2080.80 | Bird Control Devices
487 |  | B2080.80.0001 | Bird control devices |  | LF
488 | B2090 | B2090 | Exterior Wall Specialties
489 |  | B2090.10 | Wall specialties
490 |  | B2090.10.0001 | Wall specialties |  | SF
491 |  | B2090.10.0100 | 3rd party envelope constructability review |  | EA
492 |  | B2090.20 | Exterior Clocks
493 |  | B2090.20.0001 | Exterior clocks |  | EA
494 |  | B2090.30 | Exterior Signage
495 |  | B2090.30.0001 | Exterior Signage |  | SF
496 |  | B2090.30.0010 | Exterior signage - add description |  | EA
497 |  | B2090.30.1000 | Signage supports and backing requirements |  | EA
498 |  | B2090.30.1030 | Temporary signage for partial occupancy |  | EA
499 |  | B2090.30.1070 | Concrete foundations for exterior signage |  | CY
500 | B30 | B30 | EXTERIOR HORIZONTAL ENCLOSURES
501 | B3000 | B3000 | Exterior Horizontal Enclosures
502 |  | B3000.00.0001 | Preliminary budget from historical data |  | GSF
503 | B3010 | B3010 | Roofing
504 |  | B3010.10 | Steep Slope Roofing
505 |  | B3010.10.0001 | Steep slope roofing |  | GSF
506 |  | B3010.10.0110 | Asphalt shingles |  | SF
507 |  | B3010.10.0150 | Slate shingles |  | SF
508 |  | B3010.10.0170 | Composite rubber shingles |  | SF
509 |  | B3010.10.0400 | Sheet metal roofing |  | SF
510 |  | B3010.10.0410 | Standing seam metal roofing |  | SF
511 |  | B3010.10.0420 | Flat seam metal roofing |  | SF
512 |  | B3010.50 | Low-Slope Roofing
513 |  | B3010.50.0001 | Low-slope roofing |  | SF
514 |  | B3010.50.0200 | Modified bituminous membrane roofing |  | SF
515 |  | B3010.50.0310 | EPDM roofing |  | SF
516 |  | B3010.50.0410 | PVC roofing |  | SF
517 |  | B3010.50.0420 | TPO roofing |  | SF
518 |  | B3010.50.0600 | Fluid-applied roofing |  | SF
519 |  | B3010.70 | Canopy Roofing
520 |  | B3010.70.0001 | Canopy roofing |  | GSF
521 |  | B3010.70.0100 | Canopy roofing |  | SF
522 |  | B3010.90 | Roofing Supplementary Components
523 |  | B3010.90.0001 | Roofing supplementary components |  | SF
524 |  | B3010.90.0100 | Substrate board |  | SF
525 |  | B3010.90.0200 | Roof insulation |  | SF
526 |  | B3010.90.0210 | Roof insulation, tapered |  | SF
527 |  | B3010.90.0211 | Insulation at ceilings |  | SF
528 |  | B3010.90.0212 | Draft stops at exterior slab conditions |  | LF
529 |  | B3010.90.0213 | Repair insulation at underside of slabs |  | SF
530 |  | B3010.90.0217 | Acoustical insulation scope coordination |  | LF
531 |  | B3010.90.0218 | Thermal insulation at attic spaces |  | SF
532 |  | B3010.90.0219 | Protection of exposed board insulation |  | LF
533 |  | B3010.90.0300 | Vapor retarder |  | SF
534 |  | B3010.90.0400 | Cover board |  | SF
535 |  | B3010.90.0500 | Sheet metal flashing and trim |  | SF
536 |  | B3010.90.0530 | Gravel stops and fascias |  | LF
537 |  | B3010.90.0540 | Copings |  | LF
538 |  | B3010.90.0550 | Expansion joints |  | LF
539 |  | B3010.90.0610 | Roof blocking |  | LF
540 |  | B3010.90.0620 | Roof sheathing |  | SF
541 | B3020 | B3020 | Roof Appurtenances
542 |  | B3020.10 | Roof Accessories
543 |  | B3020.10.0001 | Roof accessories |  | EA
544 |  | B3020.10.0100 | Roof ladders |  | LF
545 |  | B3020.10.0500 | Roof walkways |  | SF
546 |  | B3020.10.0600 | Snow guards |  | EA
547 |  | B3020.10.0700 | Roof fall protection davits |  | EA
548 |  | B3020.10.0710 | Roof fall protection cabling systems |  | LF
549 |  | B3020.30 | Roof Specialties
550 |  | B3020.30.0001 | Roof specialties |  | EA
551 |  | B3020.70 | Rainwater Management
552 |  | B3020.70.0001 | Rainwater management |  | SF
553 |  | B3020.70.0100 | Conductor heads |  | EA
554 |  | B3020.70.0200 | Gutters |  | LF
555 |  | B3020.70.0300 | Downspouts |  | LF
556 |  | B3020.70.0400 | Scuppers |  | EA
557 |  | B3020.70.0500 | Precast concrete splash blocks |  | EA
558 | B3040 | B3040 | Traffic Bearing Horizontal Enclosures
559 |  | B3040.10 | Traffic Bearing Coatings
560 |  | B3040.10.0001 | Traffic bearing coatings |  | SF
561 |  | B3040.10.0110 | Pedestrian traffic coatings, normal duty |  | SF
562 |  | B3040.10.0120 | Pedestrian traffic coatings, heavy duty |  | SF
563 |  | B3040.10.0200 | Vehicular traffic coatings |  | SF
564 |  | B3040.30 | Horizontal Waterproofing Membrane
565 |  | B3040.30.0001 | Horizontal waterproofing membrane |  | SF
566 |  | B3040.30.0100 | Horizontal waterproofing membrane |  | SF
567 |  | B3040.50 | Wear Surfaces
568 |  | B3040.50.0001 | Wear surfaces |  | SF
569 |  | B3040.50.0100 | Roof pavers |  | SF
570 |  | B3040.50.0200 | Rigid paving |  | SF
571 | B3060 | B3060 | Horizontal Openings
572 |  | B3060.10 | Roof Windows and Skylights
573 |  | B3060.10.0001 | Roof windows and skylights |  | SF
574 |  | B3060.10.0200 | Unit skylights |  | SF
575 |  | B3060.10.0300 | Framed skylights |  | SF
576 |  | B3060.50 | Vents and Hatches
577 |  | B3060.50.0001 | Vents and hatches |  | SF
578 |  | B3060.50.0100 | Roof hatches |  | EA
579 | B3080 | B3080 | Overhead Exterior Enclosures
580 |  | B3080.20 | Exterior Soffits/Ceilings
581 |  | B3080.20.0001 | Exterior soffits/ceilings |  | SF
582 |  | B3080.20.0100 | Exterior soffit/ceiling framing |  | SF
583 |  | B3080.20.0200 | Exterior soffit/ceiling insulation |  | SF
584 |  | B3080.20.0300 | Exterior gypsum board |  | SF
585 |  | B3080.20.0400 | Exterior plaster |  | SF
586 |  | B3080.20.0500 | Exterior metal panel |  | SF
587 |  | B3080.20.0600 | Painting and coating |  | SF
588 | C | C | INTERIORS
589 | C10 | C10 | INTERIOR CONSTRUCTION
590 | C1000 | C1000 | Interior Construction
591 |  | C1000.00.0000 | Preliminary budget from historical data |  | GSF
592 | C1010 | C1010 | Interior Partitions
593 |  | C1010.10 | Interior Fixed Partitions
594 |  | C1010.10.0001 | Interior fixed partitions |  | GSF
595 |  | C1010.10.0311 | Unit masonry - CMU - note size, finish, reinforcing, and grouting |  | SF
596 |  | C1010.10.0400 | Gypsum board partitions, non-rated - note stud size/gauge, GWB per side, & STC rating |  | SF
597 |  | C1010.10.0500 | Gypsum board partitions, rated - note stud size/gauge, GWB per side, & ratings |  | SF
598 |  | C1010.10.0610 | GWB premiums - note finish and/door type detail |  | SF
599 |  | C1010.10.0670 | Wall backing - rough carpentry |  | SF
600 |  | C1010.20 | Interior Glazed Partitions
601 |  | C1010.20.0001 | Interior glazed partitions, note description of partition |  | SF
602 |  | C1010.20.0100 | Interior storefront, standard framing |  | SF
603 |  | C1010.20.0200 | Interior storefront, butt-glazed |  | SF
604 |  | C1010.20.0300 | Interior storefront, doors |  | EA
605 |  | C1010.20.0310 | Interior storefront, doors, standard framing |  | EA
606 |  | C1010.20.0311 | Interior storefront, doors, standard framing, swinging |  | EA
607 |  | C1010.20.0312 | Interior storefront, doors, standard framing, sliding |  | EA
608 |  | C1010.20.0320 | Interior storefront, doors, butt-glazed, swinging |  | EA
609 |  | C1010.40 | Interior Demountable Partitions
610 |  | C1010.40.0001 | Interior demountable partitions, note description of partition |  | SF
611 |  | C1010.40.0100 | Demountable glass partitions |  | SF
612 |  | C1010.40.0200 | Demountable solid partitions |  | SF
613 |  | C1010.40.0300 | Demountable partition doors |  | EA
614 |  | C1010.40.0310 | Demountable partition doors, glass |  | EA
615 |  | C1010.40.0311 | Demountable partition doors, glass, swinging |  | EA
616 |  | C1010.40.0312 | Demountable partition doors, glass, sliding |  | EA
617 |  | C1010.40.0320 | Demountable partition doors, solid |  | EA
618 |  | C1010.40.0321 | Demountable partition doors, solid, swinging |  | EA
619 |  | C1010.40.0322 | Demountable partition doors, solid, sliding |  | EA
620 |  | C1010.50 | Interior Operable Partitions
621 |  | C1010.50.0001 | Interior operable partitions, note description of partition |  | SF
622 |  | C1010.50.0100 | Operable partitions, manual |  | SF
623 |  | C1010.50.0200 | Operable partitions, motorized |  | SF
624 |  | C1010.70 | Interior Screens
625 |  | C1010.70.0001 | Interior screens, add description |  | SF
626 |  | C1010.90 | Interior Partition Supplementary Components
627 |  | C1010.90.0001 | Interior partition supplementary components |  | GSF
628 |  | C1010.90.0110 | Steel support of interior wall assemblies - note details |  | LF
629 |  | C1010.90.0160 | Joint sealants - interiors |  | LF
630 |  | C1010.90.0170 | Acoustic insulation for partitions |  | SF
631 |  | C1010.90.0180 | Firestopping for partitions |  | SF
632 |  | C1010.90.1000 | Wire mesh partitions |  | EA
633 |  | C1010.90.1080 | Wall layout and control |  | SF
634 |  | C1010.90.1390 | Protection of finished materials |  | SF
635 |  | C1010.90.1400 | Temporary weather protection |  | SF
636 |  | C1010.90.1420 | Overtime and schedule acceleration |  | SF
637 | C1020 | C1020 | Interior Windows
638 |  | C1020.10 | Interior Windows
639 |  | C1020.10.0001 | Interior windows, add type & detail |  | SF
640 |  | C1020.10.0100 | Interior windows, operating |  | SF
641 |  | C1020.10.0200 | Interior windows, fixed |  | SF
642 |  | C1020.50 | Interior Special Function Windows
643 |  | C1020.50.0001 | Interior special function windows, add type & detail |  | SF
644 |  | C1020.90 | Interior Window Supplementary Components
645 |  | C1020.90.0001 | Interior window supplementary components |  | GSF
646 |  | C1020.90.0110 | HM frames for borrowed lites |  | EA
647 |  | C1020.90.0120 | Wood frames for borrowed lites |  | EA
648 |  | C1020.90.0210 | Sill extensions, aluminum |  | LF
649 |  | C1020.90.0220 | Sills, solid surface |  | LF
650 |  | C1020.90.0230 | Sills, stone |  | LF
651 |  | C1020.90.0300 | Glazing for borrowed lites |  | SF
652 |  | C1020.90.0400 | Paint borrowed lite frames |  | EA
653 | C1030 | C1030 | Interior Doors
654 |  | C1030.10 | Interior Swinging Doors
655 |  | C1030.10.0001 | Interior swinging doors |  | GSF
656 |  | C1030.10.0101 | Interior swinging doors, wood frame, wood door - single |  | EA
657 |  | C1030.10.0102 | Interior swinging doors, wood frame, wood door - pair |  | EA
658 |  | C1030.10.0201 | Interior swinging doors, HM frame, HM door - single |  | EA
659 |  | C1030.10.0202 | Interior swinging doors, HM frame, HM door - pair |  | EA
660 |  | C1030.10.0211 | Interior swinging doors, HM frame, wood door - single |  | EA
661 |  | C1030.10.0212 | Interior swinging doors, HM frame, wood door - pair |  | EA
662 |  | C1030.10.0301 | Interior swinging doors, aluminum frame, wood door - single |  | EA
663 |  | C1030.10.0302 | Interior swinging doors, aluminum frame, wood door - pair |  | EA
664 |  | C1030.10.0401 | Interior swinging doors, pre-hung, wood door - single |  | EA
665 |  | C1030.10.0402 | Interior swinging doors, pre-hung, wood door - pair |  | EA
666 |  | C1030.20 | Interior Entrance Doors
667 |  | C1030.20.0001 | Interior entrance doors |  | GSF
668 |  | C1030.20.0110 | All-glass entrances - single |  | EA
669 |  | C1030.20.0120 | All-glass entrances - pair |  | EA
670 |  | C1030.20.0210 | Automatic entrances, sliding |  | EA
671 |  | C1030.20.0220 | Automatic entrances, ICU/CCU |  | EA
672 |  | C1030.20.0300 | Revolving door entrances |  | EA
673 |  | C1030.20.0400 | Balanced door entrances |  | EA
674 |  | C1030.25 | Interior Sliding Doors
675 |  | C1030.25.0001 | Interior sliding doors |  | GSF
676 |  | C1030.25.0100 | Sliding wood doors |  | EA
677 |  | C1030.25.0200 | Sliding aluminum framed glass doors |  | EA
678 |  | C1030.25.0300 | Sliding wood framed glass doors |  | EA
679 |  | C1030.30 | Interior Folding Doors
680 |  | C1030.30.0001 | Interior folding doors |  | GSF
681 |  | C1030.30.0200 | Folding fire doors |  | EA
682 |  | C1030.40 | Interior Coiling Doors
683 |  | C1030.40.0001 | Interior coiling doors |  | GSF
684 |  | C1030.40.0100 | Coiling counter doors |  | EA
685 |  | C1030.40.0200 | Overhead coiling doors, interior |  | EA
686 |  | C1030.40.0300 | OH coiling doors supports |  | EA
687 |  | C1030.50 | Interior Panel Doors
688 |  | C1030.50.0001 | Interior panel doors |  | GSF
689 |  | C1030.50.0100 | Interior sectional doors |  | EA
690 |  | C1030.70 | Interior Special Function Doors
691 |  | C1030.70.0001 | Interior special function doors |  | GSF
692 |  | C1030.80 | Interior Access Doors and Panels
693 |  | C1030.80.0001 | Interior access doors and panels |  | GSF
694 |  | C1030.80.0110 | Access doors in walls |  | EA
695 |  | C1030.80.0120 | Access doors in ceilings |  | EA
696 |  | C1030.90 | Interior Door Supplementary Components
697 |  | C1030.90.0001 | Interior door supplementary components |  | GSF
698 |  | C1030.90.0110 | HM frames for door lites |  | SF
699 |  | C1030.90.0120 | Wood frames for door lites |  | SF
700 |  | C1030.90.0200 | Automatic door operators |  | EA
701 |  | C1030.90.0300 | Door hardware |  | EA
702 |  | C1030.90.0400 | Glazing for door lites |  | SF
703 |  | C1030.90.0500 | Paint doors |  | EA
704 |  | C1030.90.0510 | Paint door frames |  | EA
705 |  | C1030.90.1000 | Grout fill door frames for proper rating |  | EA
706 |  | C1030.90.1010 | Door bucks, set frames and embeds |  | EA
707 |  | C1030.90.1070 | Add wood blocks for door closers |  | EA
708 |  | C1030.90.1080 | Threshold and door undercut adjustments |  | EA
709 |  | C1030.90.1090 | Sound ratings and add sound seals |  | EA
710 | C1040 | C1040 | Interior Grilles and Gates
711 |  | C1040.10 | Interior Grilles
712 |  | C1040.10.0001 | Interior grilles |  | GSF
713 |  | C1040.10.0210 | Interior coiling grilles, counter |  | EA
714 |  | C1040.10.0220 | Interior coiling grilles, overhead |  | EA
715 |  | C1040.50 | Interior Gates
716 |  | C1040.50.0001 | Interior gates |  | EA
717 | C1060 | C1060 | Raised Floor Construction
718 |  | C1060.10 | Access Flooring
719 |  | C1060.10.0100 | Access flooring system |  | SF
720 |  | C1060.10.0110 | Access flooring - stairs and ramps |  | SF
721 |  | C1060.30 | Platform/Stage Floors
722 |  | C1060.30.0001 | Platform/stage floors |  | SF
723 | C1070 | C1070 | Suspended Ceiling Construction
724 |  | C1070.10 | Acoustical Suspended Ceilings
725 |  | C1070.10.0100 | Acoustical ceilings |  | SF
726 |  | C1070.10.0110 | Acoustical ceilings - 2x2 |  | SF
727 |  | C1070.10.0120 | Acoustical ceilings - 2x4 |  | SF
728 |  | C1070.10.0130 | Acoustical ceilings - 2x6 |  | SF
729 |  | C1070.10.0900 | Axiom trim |  | LF
730 |  | C1070.20 | Suspended Plaster and Gypsum Board Ceilings
731 |  | C1070.20.0001 | Suspended plaster and gypsum board ceilings |  | SF
732 |  | C1070.20.0100 | GWB ceilings, non-rated |  | SF
733 |  | C1070.20.0200 | GWB ceilings, rated - note rating |  | SF
734 |  | C1070.20.0300 | GWB soffits |  | SF
735 |  | C1070.20.0400 | GWB bulkheads |  | SF
736 |  | C1070.50 | Specialty Suspended Ceilings
737 |  | C1070.50.0001 | Specialty suspended ceilings |  | SF
738 |  | C1070.50.0100 | Wood ceilings |  | SF
739 |  | C1070.50.0200 | Metal ceilings |  | SF
740 |  | C1070.50.0300 | Open metal grid ceiling |  | SF
741 |  | C1070.70 | Special Function Suspended Ceilings
742 |  | C1070.70.0001 | Special function suspended ceilings |  | SF
743 |  | C1070.90 | Ceiling Suspension Components
744 |  | C1070.90.0200 | Suspended ceiling sound insulation |  | SF
745 |  | C1070.90.0300 | Surgery light supports |  | EA
746 |  | C1070.90.1000 | Acoustic ceiling soffits |  | SF
747 |  | C1070.90.1070 | Seismic bracing above code |  | EA
748 |  | C1070.90.1080 | Allowance for repair of damaged ceiling tiles |  | EA
749 |  | C1070.90.1090 | Ceiling bridging and support below large ducts |  | EA
750 |  | C1070.90.1150 | Cutouts for Owner special system trades |  | EA
751 |  | C1070.90.1160 | Early installation for air balancing |  | EA
752 |  | C1070.90.1170 | Overtime and schedule acceleration |  | EA
753 | C1090 | C1090 | Interior Specialties
754 |  | C1090.10 | Interior Railings and Handrails
755 |  | C1090.10.0001 | Interior railings and handrails |  | GSF
756 |  | C1090.10.0100 | Metal railings |  | LF
757 |  | C1090.10.0200 | Decorative metal railings |  | LF
758 |  | C1090.10.0210 | Decorative glass railings |  | LF
759 |  | C1090.10.0300 | Wood railings |  | LF
760 |  | C1090.10.0500 | Composite railings |  | LF
761 |  | C1090.15 | Interior Louvers
762 |  | C1090.15.0001 | Interior louvers |  | GSF
763 |  | C1090.15.0100 | Interior louvers |  | LF
764 |  | C1090.15.0200 | Interior light shelves |  | LF
765 |  | C1090.20 | Information Specialties
766 |  | C1090.20.0001 | Information specialties |  | GSF
767 |  | C1090.20.0110 | Chalkboards |  | EA
768 |  | C1090.20.0120 | Markerboards |  | EA
769 |  | C1090.20.0130 | Tackboards |  | EA
770 |  | C1090.20.0140 | Sliding visual display units |  | EA
771 |  | C1090.20.0150 | Visual conference units |  | EA
772 |  | C1090.20.0160 | Visual display rails |  | LF
773 |  | C1090.20.0170 | Visual display wall panels |  | SF
774 |  | C1090.20.0180 | Visual display fabrics |  | SF
775 |  | C1090.20.0200 | Display cases |  | EA
776 |  | C1090.20.0310 | Directories - standard |  | EA
777 |  | C1090.20.0320 | Directories - electronic |  | EA
778 |  | C1090.20.0400 | Interior signage - note type / detail |  | EA
779 |  | C1090.20.0600 | Informational kiosks |  | EA
780 |  | C1090.20.1000 | Interior signage supports and backing requirements |  | EA
781 |  | C1090.20.1030 | Temporary signage for partial occupancy |  | EA
782 |  | C1090.25 | Compartments and Cubicles
783 |  | C1090.25.0001 | Compartments and cubicles |  | GSF
784 |  | C1090.25.0102 | Toilet partition supports |  | EA
785 |  | C1090.25.0110 | Toilet compartments, standard - note material |  | EA
786 |  | C1090.25.0120 | Toilet compartments, accessible - note material |  | EA
787 |  | C1090.25.0130 | Urinal screens - note material |  | EA
788 |  | C1090.25.0200 | Shower and dressing compartments |  | EA
789 |  | C1090.25.0300 | Cubicles |  | EA
790 |  | C1090.25.0310 | Cubicle curtains |  | LF
791 |  | C1090.25.0320 | Cubicle track and hardware |  | LF
792 |  | C1090.25.0400 | Tub and shower doors |  | EA
793 |  | C1090.30 | Service Walls
794 |  | C1090.30.0001 | Service walls |  | GSF
795 |  | C1090.30.0100 | Patient bed service walls |  | LF
796 |  | C1090.30.0200 | Modular service walls |  | LF
797 |  | C1090.35 | Wall and Door Protection
798 |  | C1090.35.0001 | Wall and door protection |  | GSF
799 |  | C1090.35.0100 | Corner guards |  | EA
800 |  | C1090.35.0200 | Bumper guards |  | LF
801 |  | C1090.35.0210 | Crash rails |  | LF
802 |  | C1090.35.0230 | Protective corridor handrails |  | LF
803 |  | C1090.35.0300 | Protective wall covering |  | SF
804 |  | C1090.35.0310 | Impact resistant wall protection |  | SF
805 |  | C1090.35.0400 | Door and frame protection |  | EA
806 |  | C1090.40 | Toilet, Bath, and Laundry Accessories
807 |  | C1090.40.0001 | Toilet, bath, and laundry accessories |  | GSF
808 |  | C1090.40.0010 | Labor to install accessories |  | EA
809 |  | C1090.40.0100 | Toilet accessories |  | EA
810 |  | C1090.40.0101 | Toilet paper holder |  | EA
811 |  | C1090.40.0102 | Hand dryers |  | EA
812 |  | C1090.40.0103 | Sanitary napkin dispenser |  | EA
813 |  | C1090.40.0104 | Sanitary napkin disposal |  | EA
814 |  | C1090.40.0105 | Seat cover dispenser |  | EA
815 |  | C1090.40.0106 | Grab bar |  | EA
816 |  | C1090.40.0200 | Bath accessories |  | EA
817 |  | C1090.40.0201 | Towel dispenser |  | EA
818 |  | C1090.40.0202 | Trash receptacle |  | EA
819 |  | C1090.40.0203 | Soap dispenser |  | EA
820 |  | C1090.40.0204 | Wall hung mirror |  | EA
821 |  | C1090.40.0205 | Unframed mirrors |  | EA
822 |  | C1090.40.0206 | Shelf |  | EA
823 |  | C1090.40.0207 | Shower seat |  | EA
824 |  | C1090.40.0208 | Shower rod and curtain |  | EA
825 |  | C1090.40.0300 | Laundry accessories |  | EA
826 |  | C1090.40.0400 | Custodial accessories |  | EA
827 |  | C1090.40.0401 | Mop holder |  | EA
828 |  | C1090.40.0500 | Miscellaneous accessories |  | EA
829 |  | C1090.40.0501 | Baby changing station |  | EA
830 |  | C1090.40.0502 | Coat hooks |  | EA
831 |  | C1090.45 | Interior Gas Lighting
832 |  | C1090.45.0001 | Interior gas lighting |  | GSF
833 |  | C1090.50 | Fireplaces and Stoves
834 |  | C1090.50.0001 | Fireplaces and stoves |  | GSF
835 |  | C1090.50.0100 | Site constructed fireplaces |  | EA
836 |  | C1090.50.0120 | Masonry fireplaces |  | EA
837 |  | C1090.50.0200 | Manufactured fireplaces |  | EA
838 |  | C1090.50.0210 | Manufactured fireplace chimneys |  | EA
839 |  | C1090.60 | Safety Specialties
840 |  | C1090.60.0001 | Safety specialties |  | GSF
841 |  | C1090.60.0100 | Emergency access and information cabinets |  | EA
842 |  | C1090.60.0110 | Fire department plan cabinets |  | EA
843 |  | C1090.60.0120 | Emergency key cabinets |  | EA
844 |  | C1090.60.0200 | Emergency aid specialties |  | EA
845 |  | C1090.60.0210 | Defibrillator cabinets |  | EA
846 |  | C1090.60.0220 | First aid cabinets |  | EA
847 |  | C1090.70 | Storage Specialties
848 |  | C1090.70.0001 | Storage specialties |  | GSF
849 |  | C1090.70.0110 | Lockers, metal |  | EA
850 |  | C1090.70.0120 | Lockers, wood |  | EA
851 |  | C1090.70.0130 | Lockers, p-lam |  | EA
852 |  | C1090.70.0150 | Locker room benches |  | LF
853 |  | C1090.70.0210 | Mail boxes |  | EA
854 |  | C1090.70.0220 | Mail collection boxes |  | EA
855 |  | C1090.70.0230 | Mail chutes |  | EA
856 |  | C1090.70.0311 | Storage shelving, metal |  | LF
857 |  | C1090.70.0312 | Storage shelving, wood |  | LF
858 |  | C1090.70.0320 | Storage racks |  | LF
859 |  | C1090.70.0330 | Mercantile storage assemblies |  | EA
860 |  | C1090.70.0410 | Hat and coat racks |  | EA
861 |  | C1090.70.0420 | Closet and utility shelving |  | LF
862 |  | C1090.90 | Other Interior Specialties
863 |  | C1090.90.0400 | Pest control devices |  | LF
864 |  | C1090.90.0410 | Flags and banners |  | EA
865 |  | C1090.90.0420 | Security mirrors and domes |  | EA
866 | C20 | C20 | INTERIOR FINISHES
867 | C2000 | C2000 | Interior Finishes
868 |  | C2000.00.0000 | Preliminary budget from historical data |  | GSF
869 | C2010 | C2010 | Wall Finishes
870 |  | C2010.10 | Tile Wall Finish
871 |  | C2010.10.0001 | Tile wall finish |  | GSF
872 |  | C2010.10.0100 | Ceramic wall tile |  | SF
873 |  | C2010.10.0110 | Porcelain wall tile |  | SF
874 |  | C2010.10.0200 | Quarry wall tile |  | SF
875 |  | C2010.10.0300 | Glass mosaic wall tile |  | SF
876 |  | C2010.20 | Wall Paneling
877 |  | C2010.20.0001 | Wall paneling |  | GSF
878 |  | C2010.20.0110 | Solid wood paneling |  | SF
879 |  | C2010.20.0120 | Wood veneer paneling |  | SF
880 |  | C2010.20.0130 | P-lam wood paneling |  | SF
881 |  | C2010.20.0300 | Composite paneling |  | SF
882 |  | C2010.30 | Wall Coverings
883 |  | C2010.30.0001 | Wall coverings |  | GSF
884 |  | C2010.30.0100 | Vinyl wall coverings |  | SF
885 |  | C2010.30.0200 | Fabric wall coverings |  | SF
886 |  | C2010.30.0400 | Flexible wood sheets |  | SF
887 |  | C2010.35 | Wall Carpeting
888 |  | C2010.35.0001 | Wall carpeting |  | SF
889 |  | C2010.50 | Stone Facing
890 |  | C2010.50.0100 | Stone facing |  | SF
891 |  | C2010.60 | Special Wall Surfacing
892 |  | C2010.60.0001 | Special wall surfacing |  | GSF
893 |  | C2010.60.0100 | Stretched-fabric wall systems |  | SF
894 |  | C2010.60.0200 | Fabric-wrapped panels |  | SF
895 |  | C2010.70 | Wall Painting and Coating
896 |  | C2010.70.0001 | Wall painting and coating |  | GSF
897 |  | C2010.70.0100 | Gypsum plastering |  | SF
898 |  | C2010.70.0200 | Paint, standard |  | SF
899 |  | C2010.70.0210 | Paint, standard - CMU |  | SF
900 |  | C2010.70.0220 | Paint, standard - GWB |  | SF
901 |  | C2010.70.0230 | Paint, standard - wood base |  | LF
902 |  | C2010.70.0300 | Paint, epoxy |  | SF
903 |  | C2010.70.0310 | Paint, epoxy - CMU |  | SF
904 |  | C2010.70.0320 | Paint, epoxy - GWB |  | SF
905 |  | C2010.70.0500 | Paint, special |  | SF
906 |  | C2010.70.0510 | Paint, special - marker board surface |  | SF
907 |  | C2010.80 | Acoustical Wall Treatment
908 |  | C2010.80.0001 | Acoustical wall treatment |  | GSF
909 |  | C2010.80.0100 | Acoustic wall coating |  | SF
910 |  | C2010.80.0200 | Acoustic room components |  | SF
911 |  | C2010.80.0210 | Sound-absorbing wall units |  | SF
912 |  | C2010.90 | Wall Finish Supplementary Components
913 |  | C2010.90.0001 | Wall finish supplementary components |  | GSF
914 |  | C2010.90.0100 | Wood furring |  | SF
915 |  | C2010.90.0200 | Metal furring |  | SF
916 |  | C2010.90.1010 | Caulking of adjacent finishes - walls |  | LF
917 |  | C2010.90.1090 | Temporary protection of finished walls |  | EA
918 |  | C2010.90.1140 | Painting of exposed pipes |  | LF
919 | C2020 | C2020 | Interior Fabrications
920 |  | C2020.10 | Interior Fabrications
921 |  | C2020.10.0001 | Interior fabrications |  | GSF
922 |  | C2020.10.0110 | GFRG column covers |  | EA
923 |  | C2020.10.0120 | GFRG trim |  | LF
924 |  | C2020.10.0200 | Decorative metal fabrications - add details |  | SF
925 |  | C2020.10.0210 | Wood closures and trim |  | LF
926 |  | C2020.10.0220 | Wood column covers |  | LF
927 |  | C2020.10.0410 | Wood door casings |  | LF
928 |  | C2020.10.0420 | Wood window casings |  | LF
929 |  | C2020.10.0430 | Wood chair rails |  | LF
930 |  | C2020.10.0440 | Wood cornices |  | LF
931 |  | C2020.10.0450 | Crown moldings |  | LF
932 |  | C2020.10.0460 | Wood sills |  | LF
933 |  | C2020.10.0470 | Wood stools |  | LF
934 |  | C2020.10.0480 | Paint finish carpentry items |  | EA
935 |  | C2020.10.0490 | Stain finish carpentry items |  | EA
936 |  | C2020.10.1000 | Plastic fabrications |  | SF
937 |  | C2020.10.1010 | Simulated stone fabrications |  | SF
938 |  | C2020.10.1040 | Composite fabrications |  | EA
939 |  | C2020.10.1060 | Plaster fabrications |  | EA
940 | C2030 | C2030 | Flooring
941 |  | C2030.10 | Flooring Treatment
942 |  | C2030.10.0001 | Slip-resistant flooring treatment |  | SF
943 |  | C2030.20 | Tile Flooring
944 |  | C2030.20.0001 | Tile flooring |  | GSF
945 |  | C2030.20.0100 | Ceramic tile flooring |  | SF
946 |  | C2030.20.0101 | Porcelain tile flooring |  | SF
947 |  | C2030.20.0150 | Ceramic tile base |  | LF
948 |  | C2030.20.0160 | Porcelain tile base |  | LF
949 |  | C2030.20.0200 | Quarry tile flooring |  | SF
950 |  | C2030.20.0250 | Quarry tile base |  | LF
951 |  | C2030.20.0300 | Glass mosaic tile flooring |  | SF
952 |  | C2030.30 | Specialty Flooring
953 |  | C2030.30.0001 | Specialty flooring |  | GSF
954 |  | C2030.30.0110 | Bamboo flooring |  | SF
955 |  | C2030.30.0120 | Cork flooring |  | SF
956 |  | C2030.30.0130 | Laminate flooring |  | SF
957 |  | C2030.30.0170 | Synthetic turf flooring |  | SF
958 |  | C2030.30.0200 | Chemical-resistant flooring |  | SF
959 |  | C2030.30.0300 | Acid-resistant flooring |  | SF
960 |  | C2030.30.0400 | Conductive flooring |  | SF
961 |  | C2030.30.0600 | Static-control flooring |  | SF
962 |  | C2030.30.0710 | Concrete finishes, stained |  | SF
963 |  | C2030.30.0715 | Concrete finishes, sealed |  | SF
964 |  | C2030.30.0720 | Concrete finishes, polished |  | SF
965 |  | C2030.40 | Masonry Flooring
966 |  | C2030.40.0001 | Masonry flooring |  | GSF
967 |  | C2030.40.0200 | Stone flooring |  | SF
968 |  | C2030.40.0250 | Stone base |  | SF
969 |  | C2030.45 | Wood Flooring
970 |  | C2030.45.0001 | Wood flooring |  | GSF
971 |  | C2030.45.0110 | Wood flooring - note type |  | SF
972 |  | C2030.45.0500 | Wood base |  | LF
973 |  | C2030.50 | Resilient Flooring
974 |  | C2030.50.0001 | Resilient flooring |  | GSF
975 |  | C2030.50.0100 | Resilient tile flooring |  | SF
976 |  | C2030.50.0110 | Rubber floor tile |  | SF
977 |  | C2030.50.0120 | Vinyl composite tile |  | SF
978 |  | C2030.50.0130 | Vinyl enhanced tile |  | SF
979 |  | C2030.50.0200 | Resilient sheet flooring |  | SF
980 |  | C2030.50.0210 | Sheet vinyl flooring |  | SF
981 |  | C2030.50.0220 | Linoleum flooring |  | SF
982 |  | C2030.50.0510 | Rubber base |  | LF
983 |  | C2030.50.0520 | Vinyl base |  | LF
984 |  | C2030.50.0530 | Sheet vinyl base |  | LF
985 |  | C2030.60 | Terrazzo Flooring
986 |  | C2030.60.0001 | Terrazzo flooring |  | GSF
987 |  | C2030.60.0100 | Portland cement terrazzo flooring |  | SF
988 |  | C2030.60.0200 | Terrazzo floor tile |  | SF
989 |  | C2030.60.0300 | Resinous matrix terrazzo flooring |  | SF
990 |  | C2030.60.0500 | Terrazzo floor base |  | LF
991 |  | C2030.70 | Fluid-Applied Flooring
992 |  | C2030.70.0001 | Fluid-applied flooring |  | GSF
993 |  | C2030.70.0100 | Elastomeric liquid flooring |  | SF
994 |  | C2030.70.0400 | Resinous flooring |  | SF
995 |  | C2030.70.0410 | Resinous floor base |  | LF
996 |  | C2030.70.0420 | Quartz flooring |  | SF
997 |  | C2030.75 | Carpeting
998 |  | C2030.75.0001 | Carpeting |  | GSF
999 |  | C2030.75.0100 | Tile carpeting |  | SF
1000 |  | C2030.75.0200 | Sheet carpeting |  | SF
1001 |  | C2030.75.0500 | Carpet base |  | LF
1002 |  | C2030.80 | Athletic Flooring
1003 |  | C2030.80.0001 | Athletic flooring |  | GSF
1004 |  | C2030.80.0100 | Wood athletic flooring |  | SF
1005 |  | C2030.80.0200 | Resilient athletic flooring |  | SF
1006 |  | C2030.80.0300 | Fluid-applied athletic flooring |  | SF
1007 |  | C2030.85 | Entrance Flooring
1008 |  | C2030.85.0001 | Entrance flooring |  | GSF
1009 |  | C2030.85.0100 | Entrance floor mats and frames |  | SF
1010 |  | C2030.85.0200 | Entrance grilles |  | SF
1011 |  | C2030.85.0300 | Entrance gratings |  | SF
1012 |  | C2030.85.0400 | Entrance grids |  | SF
1013 |  | C2030.85.0500 | Entrance tile |  | SF
1014 |  | C2030.90 | Flooring Supplementary Components
1015 |  | C2030.90.0001 | Flooring supplementary components |  | GSF
1016 |  | C2030.90.0100 | Wood furring |  | SF
1017 |  | C2030.90.0200 | Underlayment - note type |  | SF
1018 |  | C2030.90.0300 | Acoustic underlayment |  | SF
1019 |  | C2030.90.0400 | Sound and vibration control |  | SF
1020 |  | C2030.90.0500 | Floor leveling |  | SF
1021 |  | C2030.90.0600 | Moisture barrier for concrete slabs, below flooring |  | SF
1022 |  | C2030.90.1000 | Floor Protection |  | SF
1023 |  | C2030.90.1010 | Floor preparation, grinding, floating |  | SF
1024 |  | C2030.90.1030 | Float floors level and slope to drain |  | SF
1025 |  | C2030.90.1040 | Fill floor at depressions and blockouts |  | EA
1026 |  | C2030.90.1050 | Bead blast existing floors |  | SF
1027 |  | C2030.90.1080 | Floor transitions and terminations |  | SF
1028 |  | C2030.90.1100 | Warehouse storage for Owner furnished flooring |  | EA
1029 |  | C2030.90.1150 | Overtime and schedule acceleration |  | EA
1030 |  | C2030.90.1190 | Mud-set of flooring at depressions |  | SF
1031 |  | C2030.90.1210 | Isolation membranes and split sheets |  | SF
1032 |  | C2030.90.1220 | Caulking of adjacent finishes - flooring |  | LF
1033 |  | C2030.90.1270 | Apply sealer to floor tile |  | SF
1034 |  | C2030.90.1300 | Waterproofing of floors at ceramic tile |  | SF
1035 |  | C2030.90.1340 | Temporary protection of finished floors |  | SF
1036 | C2040 | C2040 | Stair Finishes
1037 |  | C2040.20 | Tile Stair Finish
1038 |  | C2040.20.0100 | Tile stair finish |  | LF
1039 |  | C2040.40 | Masonry Stair Finish
1040 |  | C2040.40.0001 | Masonry stair finish |  | LF
1041 |  | C2040.45 | Wood Stair Finish
1042 |  | C2040.45.0100 | Wood stair finish |  | LF
1043 |  | C2040.50 | Resilient Stair Finish
1044 |  | C2040.50.0100 | Resilient stair treads/risers |  | LF
1045 |  | C2040.50.0110 | Resilient stair nosings |  | LF
1046 |  | C2040.60 | Terrazzo Stair Finish
1047 |  | C2040.60.0100 | Terrazzo stair finish |  | LF
1048 |  | C2040.75 | Carpeted Stair Finish
1049 |  | C2040.75.0100 | Carpeted stair finish |  | LF
1050 |  | C2040.80 | Concrete Stair Finish
1051 |  | C2040.80.0100 | Concrete stair finish, stained |  | LF
1052 |  | C2040.80.0200 | Concrete stair finish, polished |  | LF
1053 | C2050 | C2050 | Ceiling Finishes
1054 |  | C2050.10 | Plaster and Gypsum Board Finish
1055 |  | C2050.10.0001 | Plaster and gypsum board finish |  | GSF
1056 |  | C2050.10.0100 | Plaster ceiling finish |  | SF
1057 |  | C2050.10.0110 | Veneer plaster ceiling |  | SF
1058 |  | C2050.10.0120 | Acoustical plaster ceiling |  | SF
1059 |  | C2050.20 | Ceiling Paneling
1060 |  | C2050.20.0001 | Ceiling paneling |  | GSF
1061 |  | C2050.20.0100 | Wood paneling |  | SF
1062 |  | C2050.20.0110 | Prefinished paneling |  | SF
1063 |  | C2050.20.0120 | Board paneling |  | SF
1064 |  | C2050.20.0300 | Composite paneling |  | SF
1065 |  | C2050.70 | Ceiling Painting and Coating
1066 |  | C2050.70.0001 | Ceiling painting and coating |  | GSF
1067 |  | C2050.70.0200 | Paint GWB ceilings |  | SF
1068 |  | C2050.70.0300 | Paint soffits and bulkheads |  | SF
1069 |  | C2050.70.0400 | Paint exposed structure |  | SF
1070 |  | C2050.80 | Acoustical Ceiling Treatment
1071 |  | C2050.80.0100 | Acoustic ceiling coating |  | SF
1072 |  | C2050.80.0200 | Acoustic room components |  | SF
1073 |  | C2050.80.0300 | Acoustic ceiling insulation |  | SF
1074 |  | C2050.80.0311 | Acoustic board insulation |  | SF
1075 |  | C2050.80.0312 | Acoustic blanket insulation |  | SF
1076 |  | C2050.80.0313 | Sprayed acoustic insulation |  | SF
1077 |  | C2050.90 | Ceiling Finish Supplementary Components
1078 |  | C2050.90.0001 | Ceiling finish supplementary components |  | GSF
1079 |  | C2050.90.0100 | Wood furring |  | SF
1080 |  | C2050.90.0200 | Metal furring |  | SF
1081 |  | C2050.90.0300 | Paint exposed overhead piping, conduit, and/or duct |  | SF
1082 | D | D | SERVICES
1083 | D10 | D10 | CONVEYING
1084 | D1000 | D1000 | Conveying
1085 |  | D1000.00.0000 | Preliminary budget from historical data |  | GSF
1086 | D1010 | D1010 | Vertical Conveying Systems
1087 |  | D1010.10 | Elevators
1088 |  | D1010.10.0001 | Elevators |  | GSF
1089 |  | D1010.10.0110 | Freight elevators, electric traction |  | EA
1090 |  | D1010.10.0120 | Freight elevators, hydraulic |  | EA
1091 |  | D1010.10.0210 | Passenger elevators, electric traction |  | EA
1092 |  | D1010.10.0211 | Passenger elevators, machine room-less |  | EA
1093 |  | D1010.10.0220 | Passenger elevators, hydraulic |  | EA
1094 |  | D1010.10.0410 | Service elevators, electric traction |  | EA
1095 |  | D1010.10.0420 | Service elevators, hydraulic |  | EA
1096 |  | D1010.10.0500 | Limited-use/limited application elevators |  | EA
1097 |  | D1010.10.0610 | Custom cab finishes |  | EA
1098 |  | D1010.10.0630 | Guide rail supports for elevators |  | EA
1099 |  | D1010.10.1000 | Elevator cab finish upgrades |  | EA
1100 |  | D1010.10.1020 | Temporary elevator operation |  | EA
1101 |  | D1010.10.1030 | Temporary cab protection (and removal) |  | EA
1102 |  | D1010.10.1080 | Overtime and schedule acceleration |  | EA
1103 |  | D1010.10.1110 | Hoist beam for installation |  | EA
1104 |  | D1010.10.1140 | Refurbish elevator used for temporary construction |  | EA
1105 |  | D1010.10.1160 | Elevator sills and floor finish coordination |  | EA
1106 |  | D1010.10.1230 | Fire alarm shut down and recall testing |  | EA
1107 |  | D1010.20 | Lifts
1108 |  | D1010.20.0200 | Wheelchair lifts |  | EA
1109 |  | D1010.30 | Escalators
1110 |  | D1010.30.0001 | Escalators |  | GSF
1111 |  | D1010.30.0100 | Escalators |  | EA
1112 |  | D1010.50 | Dumbwaiters
1113 |  | D1010.50.0001 | Dumbwaiters |  | EA
1114 |  | D1010.60 | Moving Ramps
1115 |  | D1010.60.0100 | Moving ramps |  | EA
1116 | D1030 | D1030 | Horizontal Conveying
1117 |  | D1030.10 | Moving Walks
1118 |  | D1030.10.0001 | Moving walks |  | EA
1119 |  | D1030.30 | Turntables
1120 |  | D1030.30.0001 | Turntables |  | EA
1121 |  | D1030.50 | Passenger Loading Bridges
1122 |  | D1030.50.0001 | Passenger loading bridges |  | EA
1123 |  | D1030.70 | People Movers
1124 |  | D1030.70.0001 | People movers |  | EA
1125 | D1050 | D1050 | Material Handling
1126 |  | D1050.10 | Cranes
1127 |  | D1050.10.0001 | Cranes |  | EA
1128 |  | D1050.20 | Hoists
1129 |  | D1050.20.0001 | Hoists |  | EA
1130 |  | D1050.30 | Derricks
1131 |  | D1050.30.0001 | Derricks |  | EA
1132 |  | D1050.40 | Conveyors
1133 |  | D1050.40.0001 | Conveyors |  | EA
1134 |  | D1050.50 | Baggage Handling Equipment
1135 |  | D1050.50.0001 | Baggage handling equipment |  | EA
1136 |  | D1050.60 | Chutes
1137 |  | D1050.60.0300 | Trash chutes |  | LF
1138 |  | D1050.70 | Pneumatic Tube Systems
1139 |  | D1050.70.0001 | Pneumatic tube systems |  | GSF
1140 |  | D1050.70.0100 | Pneumatic tube systems |  | EA
1141 | D1080 | D1080 | Operable Access Systems
1142 |  | D1080.10 | Suspended Scaffolding
1143 |  | D1080.10.0001 | Suspended scaffolding |  | EA
1144 |  | D1080.20 | Rope Climbers
1145 |  | D1080.20.0001 | Rope climbers |  | EA
1146 |  | D1080.30 | Elevating Platforms
1147 |  | D1080.30.0001 | Elevating platforms |  | EA
1148 |  | D1080.40 | Powered Scaffolding
1149 |  | D1080.40.0001 | Powered scaffolding |  | GSF
1150 |  | D1080.40.0100 | Window washing scaffolding |  | EA
1151 |  | D1080.50 | Building Envelope Access
1152 |  | D1080.50.0001 | Building envelope access |  | GSF
1153 |  | D1080.50.0100 | Façade access equipment |  | EA
1154 | D20 | D20 | PLUMBING
1155 | D2000 | D2000 | Plumbing
1156 |  | D2000.00.0000 | Preliminary budget from historical data |  | GSF
1157 | D2010 | D2010 | Domestic Water Distribution
1158 |  | D2010.10 | Facility Potable-Water Storage Tanks
1159 |  | D2010.10.0100 | Facility potable-water storage tanks - note type and size |  | EA
1160 |  | D2010.20 | Domestic Water Equipment
1161 |  | D2010.20.0001 | Domestic water equipment |  | GSF
1162 |  | D2010.20.0100 | Domestic water pumps |  | EA
1163 |  | D2010.20.0200 | Domestic water softeners |  | EA
1164 |  | D2010.20.0300 | Domestic water filtration equipment |  | EA
1165 |  | D2010.20.0400 | Domestic water heaters |  | EA
1166 |  | D2010.20.0410 | Electric water heaters - small |  | EA
1167 |  | D2010.20.0420 | Electric water heaters - large |  | EA
1168 |  | D2010.20.0430 | Electric water heaters - point of use |  | EA
1169 |  | D2010.20.0440 | Gas water heaters - small |  | EA
1170 |  | D2010.20.0450 | Gas water heaters - large |  | EA
1171 |  | D2010.20.0460 | Gas water heaters - point of use |  | EA
1172 |  | D2010.20.0470 | Domestic Water Boiler gas 500 MBH In |  | EA
1173 |  | D2010.20.0480 | Domestic Water Boiler electric 100 kw |  | EA
1174 |  | D2010.20.0490 | Domestic water heat exchangers |  | EA
1175 |  | D2010.20.0500 | Hydro pneumatic tank 500 gal |  | EA
1176 |  | D2010.20.0510 | HW Storage tank 500 gal |  | EA
1177 |  | D2010.20.0520 | HW circulation pump |  | EA
1178 |  | D2010.20.0530 | HW expansion tank |  | EA
1179 |  | D2010.20.0540 | Booster pump - duplex |  | EA
1180 |  | D2010.20.0550 | Booster pump - triplex |  | EA
1181 |  | D2010.20.0560 | Booster pump - quadraplex |  | EA
1182 |  | D2010.20.0570 | RO/DI Skid -reverse osmosis / Deionized water |  | EA
1183 |  | D2010.20.0600 | PRV assembly |  | EA
1184 |  | D2010.20.0610 | Backflow preventer |  | EA
1185 |  | D2010.20.0620 | Reduced pressure zone (RPZ) |  | EA
1186 |  | D2010.20.0630 | Double Check Detector Assembly (DCDA Backflow Preventer) |  | EA
1187 |  | D2010.20.0640 | Water filtration skid |  | EA
1188 |  | D2010.20.0660 | Thermostatic Mixing Valve |  | EA
1189 |  | D2010.40 | Domestic Water Piping
1190 |  | D2010.40.0001 | Domestic water piping |  | GSF
1191 |  | D2010.40.0100 | Domestic water piping - note type and size |  | LF
1192 |  | D2010.40.0800 | Insulation, dom. water - note type and size |  | LF
1193 |  | D2010.40.0900 | Domestic water piping specialties |  | LF
1194 |  | D2010.60 | Plumbing Fixtures
1195 |  | D2010.60.0001 | Plumbing fixtures |  | GSF
1196 |  | D2010.60.0200 | Water closets |  | EA
1197 |  | D2010.60.0210 | Urinals |  | EA
1198 |  | D2010.60.0220 | Bidets |  | EA
1199 |  | D2010.60.0230 | Lavatories |  | EA
1200 |  | D2010.60.0240 | Sinks |  | EA
1201 |  | D2010.60.0250 | Bathtubs |  | EA
1202 |  | D2010.60.0260 | Showers |  | EA
1203 |  | D2010.60.0270 | Disposers |  | EA
1204 |  | D2010.60.0280 | Shampoo bowls |  | EA
1205 |  | D2010.60.0290 | Wash fountains |  | EA
1206 |  | D2010.60.0300 | Laundry trays |  | EA
1207 |  | D2010.60.0310 | Plumbing fixture trim |  | EA
1208 |  | D2010.60.0320 | Flushometers |  | EA
1209 |  | D2010.60.0415 | Countertop lavatories, solid surface, faucet only |  | EA
1210 |  | D2010.60.0810 | Emergency shower |  | EA
1211 |  | D2010.60.0820 | Eyewash equipment |  | EA
1212 |  | D2010.60.0830 | Eye/face wash equipment |  | EA
1213 |  | D2010.60.0850 | Combination emergency fixture unit |  | EA
1214 |  | D2010.60.0860 | Emergency fixture water-tempering equipment |  | EA
1215 |  | D2010.60.0870 | Wall hydrant |  | EA
1216 |  | D2010.60.0900 | Water cooler |  | EA
1217 |  | D2010.60.1000 | Drinking fountain |  | EA
1218 |  | D2010.60.1100 | Drinking fountain two level EWC w bottle filler |  | EA
1219 |  | D2010.60.1110 | Bottle filling station |  | EA
1220 |  | D2010.60.1120 | Plaster Trap |  | EA
1221 |  | D2010.60.1130 | Dialysis Box |  | EA
1222 |  | D2010.60.1150 | Wall boxes, washer, ice maker, etc |  | EA
1223 |  | D2010.60.1170 | Ground hydrant, non freeze |  | EA
1224 |  | D2010.60.1180 | Roof hydrant, non freeze |  | EA
1225 |  | D2010.60.1190 | Hose bib |  | EA
1226 |  | D2010.60.8000 | Food service equipment installation, coordination, and hook-up |  | EA
1227 |  | D2010.60.9000 | Connections to piping (if not included w/fixtures) - detail by fixture type |  | EA
1228 |  | D2010.60.9050 | Labor for fixture installation (if not included w/fixtures) - detail by fixture type |  | EA
1229 |  | D2010.90 | Domestic Water Distribution Supplementary Components
1230 |  | D2010.90.0001 | Domestic water distribution supplementary components |  | GSF
1231 |  | D2010.90.1010 | Building permit - plumbing |  | EA
1232 |  | D2010.90.1020 | Meters and gages |  | EA
1233 |  | D2010.90.1050 | Temporary plumbing service |  | EA
1234 |  | D2010.90.1090 | Hangers and supports |  | EA
1235 |  | D2010.90.1100 | Vibration and seismic controls |  | EA
1236 |  | D2010.90.1180 | Flush test and sterilize for commissioning |  | EA
1237 |  | D2010.90.1190 | Drain pans below equipment |  | EA
1238 |  | D2010.90.1220 | Overtime and schedule acceleration |  | EA
1239 |  | D2010.90.1260 | Fire stopping, sleeves and penetrations - plumbing |  | EA
1240 |  | D2010.90.1270 | Gas shut-off devices and interlock with fire alarm |  | EA
1241 |  | D2010.90.1310 | Plumbing BIM/VDC coordination |  | EA
1242 |  | D2010.90.1320 | Commissioning support |  | EA
1243 |  | D2010.90.1330 | Access panels for plumbing - furnish |  | EA
1244 |  | D2010.90.1340 | Heat tracing for domestic water |  | LF
1245 |  | D2010.90.1350 | Identification for domestic water |  | EA
1246 | D2020 | D2020 | Sanitary Drainage
1247 |  | D2020.10 | Sanitary Sewerage Equipment
1248 |  | D2020.10.0001 | Sanitary sewerage equipment |  | GSF
1249 |  | D2020.10.0110 | Grease interceptor - note type and size |  | EA
1250 |  | D2020.10.0120 | Hazardous waste storage tank- note type and size |  | EA
1251 |  | D2020.10.0130 | Oil interceptor - note type and size |  | EA
1252 |  | D2020.10.0300 | Sample box |  | EA
1253 |  | D2020.10.0310 | Waste separator |  | EA
1254 |  | D2020.10.0320 | Sanitary sewerage pump |  | EA
1255 |  | D2020.10.0330 | Sewage ejector pump |  | EA
1256 |  | D2020.10.0340 | Sewage house tap |  | EA
1257 |  | D2020.10.0350 | Sewage backwater valve |  | EA
1258 |  | D2020.10.0360 | Sewerage pumping station |  | EA
1259 |  | D2020.10.0370 | Sump pump |  | EA
1260 |  | D2020.10.0380 | pH neutralization skid |  | EA
1261 |  | D2020.30 | Sanitary Sewerage Piping
1262 |  | D2020.30.0001 | Waste & vent piping |  | GSF
1263 |  | D2020.30.0120 | AG waste & vent piping - note type and size |  | LF
1264 |  | D2020.30.0300 | UG waste & vent piping - note type and size |  | LF
1265 |  | D2020.30.0500 | Grease waste piping - note type and size |  | LF
1266 |  | D2020.30.0800 | Insulation, grease waste - note type and size |  | LF
1267 |  | D2020.30.5100 | Sanitary drain |  | LF
1268 |  | D2020.30.5110 | Floor drain |  | LF
1269 |  | D2020.30.5120 | Floor drain w/ trap primer |  | LF
1270 |  | D2020.30.5130 | Floor sink |  | LF
1271 |  | D2020.30.5140 | Hub drain |  | LF
1272 |  | D2020.30.5150 | Roof receptor |  | LF
1273 |  | D2020.30.5500 | Fats, oils, and grease disposal system |  | LF
1274 |  | D2020.30.5510 | Backwater valve |  | LF
1275 |  | D2020.30.5520 | Air-admittance valve |  | LF
1276 |  | D2020.30.5530 | Excavation and backfill - sanitary |  | CY
1277 |  | D2020.90 | Sanitary Drainage Supplementary Components
1278 |  | D2020.90.0001 | Sanitary drainage supplementary components |  | GSF
1279 |  | D2020.90.0220 | Meters and gages |  | EA
1280 |  | D2020.90.1000 | Heat tracing for sanitary |  | LF
1281 |  | D2020.90.1060 | Plumbing identification |  | EA
1282 | D2030 | D2030 | Building Support Plumbing Systems
1283 |  | D2030.10 | Stormwater Drainage Equipment
1284 |  | D2030.10.0001 | Stormwater drainage equipment |  | GSF
1285 |  | D2030.10.0110 | Packaged, submersible, drainage pump unit |  | EA
1286 |  | D2030.10.0200 | Stormwater drainage sump pump |  | EA
1287 |  | D2030.10.0210 | Irrigation pump |  | EA
1288 |  | D2030.10.0220 | Storm filtration skid |  | EA
1289 |  | D2030.10.0230 | Storm transfer pump |  | EA
1290 |  | D2030.10.0240 | Rainwater storage tanks |  | EA
1291 |  | D2030.20 | Stormwater Drainage Piping
1292 |  | D2030.20.0001 | Stormwater drainage piping |  | GSF
1293 |  | D2030.20.0100 | AG stormwater drainage piping - note type and size |  | LF
1294 |  | D2030.20.0400 | UG stormwater drainage piping - note type and size |  | LF
1297 |  | D2030.20.0590 | Excavation and backfill - stormwater |  | CY
1296 |  | D2030.20.0640 | Stormwater drainage piping specialties |  | LF
1297 |  | D2030.20.2100 | Insulation for stormwater piping - note type and size |  | LF
1298 |  | D2030.30 | Facility Stormwater Drains
1299 |  | D2030.30.0001 | Facility stormwater drains |  | GSF
1300 |  | D2030.30.0100 | Area drains |  | EA
1301 |  | D2030.30.0200 | Roof drains |  | EA
1302 |  | D2030.30.0210 | Overflow drains |  | EA
1303 |  | D2030.30.0220 | Downspout nozzles |  | EA
1304 |  | D2030.30.0300 | Trench drains |  | EA
1305 |  | D2030.60 | Gray Water Systems
1306 |  | D2030.60.0001 | Gray water systems |  | GSF
1307 |  | D2030.60.0100 | Gray water tank |  | EA
1308 |  | D2030.60.0110 | Gray water treatment equipment |  | EA
1309 |  | D2030.90 | Building Support Plumbing System Supplementary Components
1310 |  | D2030.90.0001 | Building support plumbing system supplementary components |  | GSF
1311 |  | D2030.90.0220 | Meters and gages |  | EA
1312 |  | D2030.90.0250 | Heat tracing for stormwater piping |  | LF
1313 |  | D2030.90.0320 | Stormwater identification |  | EA
1314 |  | D2030.90.0400 | Instrumentation and controls |  | EA
1315 | D2050 | D2050 | General Service Compressed-Air
1316 |  | D2050.10 | General Service Compressed-Air
1317 |  | D2050.10.0001 | General service compressed-air |  | GSF
1318 |  | D2050.10.0100 | Shop air piping - note type and size |  | LF
1319 |  | D2050.10.0110 | Shop air piping valves |  | EA
1320 |  | D2050.10.0300 | General service packaged air compressor and receiver |  | EA
1321 | D2060 | D2060 | Process Support Plumbing Systems
1322 |  | D2060.10 | Compressed-Air Systems
1323 |  | D2060.10.0001 | Compressed-air system |  | GSF
1324 |  | D2060.10.0100 | Clean air pipe - note type and size |  | LF
1325 |  | D2060.10.0200 | Compressed-air valve |  | EA
1326 |  | D2060.10.0240 | Compressed-air equipment - furnish |  | EA
1327 |  | D2060.10.0250 | Compressed-air equipment - install |  | EA
1328 |  | D2060.20 | Vacuum Systems
1329 |  | D2060.20.0001 | Vacuum system |  | GSF
1330 |  | D2060.20.0100 | Vacuum pipe - note type and size |  | LF
1331 |  | D2060.20.0200 | Vacuum system valve |  | EA
1332 |  | D2060.20.0240 | Vacuum equipment - furnish |  | EA
1333 |  | D2060.20.0250 | Vacuum equipment - install |  | EA
1334 |  | D2060.20.0300 | Waste anesthesia-gas piping |  | LF
1335 |  | D2060.30 | Gas Systems
1336 |  | D2060.30.0001 | Gas system |  | GSF
1337 |  | D2060.30.0100 | Natural gas pipe - note type and size |  | LF
1338 |  | D2060.30.0410 | Medical gas alarm panel |  | EA
1339 |  | D2060.30.0420 | Master alarm panel |  | EA
1340 |  | D2060.30.0500 | Service column |  | EA
1341 |  | D2060.30.0620 | Valve box with shut-off valve |  | EA
1342 |  | D2060.30.0630 | Nitrogen pressure control cabinet |  | EA
1343 |  | D2060.30.0700 | Medical gas connections |  | EA
1344 |  | D2060.30.0721 | Medical gas outlet, oxygen |  | EA
1345 |  | D2060.30.0800 | Medical gas outlet, air |  | EA
1346 |  | D2060.30.0723 | Medical gas outlet, vacuum |  | EA
1347 |  | D2060.30.0724 | Medical gas outlet, natural gas |  | EA
1348 |  | D2060.30.0725 | Medical gas outlet, nitrogen |  | EA
1349 |  | D2060.30.0726 | Medical gas outlet, CO2 |  | EA
1350 |  | D2060.30.0730 | Wall mounted vacuum slide |  | EA
1351 |  | D2060.30.0740 | Ceiling gas outlet with hose |  | EA
1352 |  | D2060.30.0900 | Medical gas certification |  | EA
1353 |  | D2060.31 | Gas Systems - CO2 - Carbon Dioxide
1354 |  | D2060.31.0001 | Gas systems - CO2 |  | GSF
1355 |  | D2060.31.0100 | CO2 piping - note type and size |  | LF
1356 |  | D2060.31.0105 | Gas piping - CO2 - insulation |  | LF
1357 |  | D2060.31.0410 | Gas piping valves - CO2 |  | EA
1358 |  | D2060.31.0420 | Gas piping regulators - CO2 |  | EA
1359 |  | D2060.32 | Gas Systems - N2 - Nitrogen
1360 |  | D2060.32.0001 | Gas systems - N2 |  | GSF
1361 |  | D2060.32.0100 | Nitrogen pipe - note type and size |  | LF
1362 |  | D2060.32.0105 | Gas piping - N2 - insulation |  | LF
1363 |  | D2060.32.0400 | Gas piping valves - N2 |  | EA
1364 |  | D2060.32.0410 | Gas piping regulators - N2 |  | EA
1365 |  | D2060.33 | Gas Systems - O2 - Oxygen
1366 |  | D2060.33.0001 | Gas systems - O2 - Oxygen |  | GSF
1367 |  | D2060.33.0100 | Oxygen piping - note type and size |  | LF
1368 |  | D2060.33.0140 | Gas piping - O2 - insulation |  | LF
1369 |  | D2060.33.0150 | Gas piping valves - O2 |  | EA
1370 |  | D2060.33.0410 | Gas piping regulators - O2 |  | EA
1371 |  | D2060.34 | Gas Systems - Miscellaneous
1372 |  | D2060.34.0001 | Gas systems - misc |  | GSF
1373 |  | D2060.34.0100 | Gas piping - misc |  | LF
1374 |  | D2060.34.0105 | Gas piping - misc - insulation |  | LF
1375 |  | D2060.34.0110 | Gas piping valves - misc |  | EA
1376 |  | D2060.34.0410 | Gas piping regulators - misc |  | EA
1377 |  | D2060.40 | Chemical-Waste Systems
1378 |  | D2060.40.0001 | Chemical-waste system |  | GSF
1379 |  | D2060.40.0100 | Chemical waste pipe - note type and size |  | LF
1380 |  | D2060.40.0105 | Chemical-waste piping insulation |  | LF
1381 |  | D2060.40.0300 | Chemical-waste tanks - furnish |  | EA
1382 |  | D2060.40.0310 | Chemical-waste tanks - install |  | EA
1383 |  | D2060.41 | Process Waste Systems
1384 |  | D2060.41.0001 | Process waste systems |  | GSF
1385 |  | D2060.41.0100 | Process waste piping |  | LF
1386 |  | D2060.41.0110 | Process waste piping insulation |  | LF
1387 |  | D2060.41.0115 | Process waste piping valves |  | EA
1388 |  | D2060.41.0300 | Process waste neutralization skid & tank - furnish |  | EA
1389 |  | D2060.41.0310 | Process waste neutralization skid & tank - install |  | EA
1390 |  | D2060.42 | Biowaste Inactivation
1391 |  | D2060.42.0001 | Biowaste inactivation |  | GSF
1392 |  | D2060.42.0100 | Biowaste piping |  | LF
1393 |  | D2060.42.0110 | Biowaste piping insulation |  | LF
1394 |  | D2060.42.0115 | Biowaste piping valves |  | EA
1395 |  | D2060.42.0300 | Biowaste inactivation skid & tank - furnish |  | EA
1396 |  | D2060.42.0310 | Biowaste inactivation skid & tank - install |  | EA
1397 |  | D2060.43 | Specialty Process Drainage
1398 |  | D2060.43.0001 | Specialty process drainage |  | GSF
1399 |  | D2060.43.0100 | Specialty process drainage piping |  | LF
1400 |  | D2060.43.0200 | Specialty process drainage piping insulation |  | LF
1401 |  | D2060.43.0300 | Specialty process drainage - drains and cleanouts |  | EA
1402 |  | D2060.44 | Chemical Drainage
1403 |  | D2060.44.0001 | Chemical drainage |  | GSF
1404 |  | D2060.44.0100 | Chemical drainage piping |  | LF
1405 |  | D2060.44.0200 | Chemical drainage piping insulation |  | LF
1406 |  | D2060.44.0300 | Chemical drainage piping - drains and cleanouts |  | EA
1407 |  | D2060.44.0400 | Chemical drainage - pump station |  | EA
1408 |  | D2060.45 | Vent Piping
1409 |  | D2060.45.0001 | Vent piping |  | GSF
1410 |  | D2060.45.0300 | Vent piping |  | LF
1411 |  | D2060.50 | Processed Water Systems
1412 |  | D2060.50.0001 | Process water system |  | GSF
1413 |  | D2060.50.0100 | Process clean water piping - note type and size |  | LF
1414 |  | D2060.50.0140 | Process water piping insulation |  | LF
1415 |  | D2060.50.0150 | Process water piping valve |  | LF
1416 |  | D2060.50.0200 | Process water equipment - furnish |  | EA
1417 |  | D2060.50.0210 | Process water equipment - install |  | EA
1418 |  | D2060.51 | Process Chilled Water Systems
1419 |  | D2060.51.0001 | Process chilled water system |  | GSF
1420 |  | D2060.51.0100 | Process CHW piping - note type and size |  | LF
1421 |  | D2060.51.0140 | Process chilled water piping insulation |  | LF
1422 |  | D2060.51.0150 | Process chilled water piping valve |  | EA
1423 |  | D2060.51.0200 | Process chilled water equipment - furnish |  | EA
1424 |  | D2060.51.0210 | Process chilled water equipment - install |  | EA
1425 |  | D2060.52 | Process Heating Water Systems
1426 |  | D2060.52.0001 | Process heating water system |  | GSF
1427 |  | D2060.52.0100 | Process HW piping - note type and size |  | LF
1428 |  | D2060.52.0140 | Process heating water piping insulation |  | LF
1429 |  | D2060.52.0150 | Process heating water piping valve |  | EA
1430 |  | D2060.52.0200 | Process heating water equipment - furnish |  | EA
1431 |  | D2060.52.0210 | Process heating water equipment - install |  | EA
1432 |  | D2060.53 | Process Steam Systems
1433 |  | D2060.53.0001 | Process steam system |  | GSF
1434 |  | D2060.53.0100 | Process steam piping - note type and size |  | LF
1435 |  | D2060.53.0140 | Process steam piping insulation |  | LF
1436 |  | D2060.53.0150 | Process steam piping instrument |  | EA
1437 |  | D2060.53.0160 | Process steam piping valve |  | EA
1438 |  | D2060.53.0200 | Process steam equipment - furnish |  | EA
1439 |  | D2060.53.0210 | Process steam equipment - install |  | EA
1440 |  | D2060.54 | Purified Water Systems
1441 |  | D2060.54.0001 | Purified water system |  | GSF
1442 |  | D2060.54.0100 | DI water piping - note type and size |  | LF
1443 |  | D2060.54.0140 | Purified water piping insulation |  | LF
1444 |  | D2060.54.0150 | Purified water piping instrument |  | EA
1445 |  | D2060.54.0160 | Purified water piping valve |  | EA
1446 |  | D2060.54.0170 | Purified water piping POU valve |  | EA
1447 |  | D2060.54.0200 | Purified water equipment - furnish |  | EA
1448 |  | D2060.54.0210 | Purified water equipment - install |  | EA
1449 |  | D2060.55 | Process Piping Systems - Solids
1450 |  | D2060.55.0001 | Process piping systems - solids |  | GSF
1451 |  | D2060.55.0100 | Process piping - solids |  | LF
1452 |  | D2060.55.0105 | Process piping - solids - insulation |  | LF
1453 |  | D2060.55.0110 | Process piping valves - solids |  | EA
1454 |  | D2060.55.0200 | Process piping - solids - equipment - furnish |  | EA
1455 |  | D2060.55.0210 | Process piping - solids - equipment - install |  | EA
1456 |  | D2060.56 | Process Piping Systems - NaOH
1457 |  | D2060.56.0001 | Process piping systems - NaOH |  | GSF
1458 |  | D2060.56.0100 | Process piping - NaOH |  | LF
1459 |  | D2060.56.0105 | Process piping - NaOH - insulation |  | LF
1460 |  | D2060.56.0110 | Process piping valves - NaOH |  | EA
1461 |  | D2060.56.0200 | Process piping - NaOH - equipment - furnish |  | EA
1462 |  | D2060.56.0210 | Process piping - NaOH - equipment - install |  | EA
1463 |  | D2060.57 | Process Piping Systems - NaCL
1464 |  | D2060.57.0001 | Process piping systems - NaCL |  | GSF
1465 |  | D2060.57.0100 | Process piping - NaCL |  | LF
1466 |  | D2060.57.0105 | Process piping - NaCL - insulation |  | LF
1467 |  | D2060.57.0110 | Process piping valves - NaCL |  | EA
1468 |  | D2060.57.0200 | Process piping - NaCL - equipment - furnish |  | EA
1469 |  | D2060.57.0210 | Process piping - NaCL - equipment - install |  | EA
1470 |  | D2060.60 | Process Piping Systems - Liquids
1471 |  | D2060.60.0001 | Process piping systems - liquids |  | GSF
1472 |  | D2060.60.0100 | Process piping - liquids |  | LF
1473 |  | D2060.60.0105 | Process piping - liquids - insulation |  | LF
1474 |  | D2060.60.0110 | Process piping valves - liquids |  | EA
1475 |  | D2060.60.0200 | Process piping - liquids - equipment - furnish |  | EA
1476 |  | D2060.60.0210 | Process piping - liquids - equipment - install |  | EA
1477 |  | D2060.61 | Process Piping Systems - Clean In Place (CIP)
1478 |  | D2060.61.0001 | Process piping systems - CIP |  | GSF
1479 |  | D2060.61.0100 | Process piping - CIP |  | LF
1480 |  | D2060.61.0105 | Process piping - CIP - insulation |  | LF
1481 |  | D2060.61.0110 | Process piping valves - CIP |  | EA
1482 |  | D2060.61.0200 | Process piping - CIP - equipment - furnish |  | EA
1483 |  | D2060.61.0210 | Process piping - CIP - equipment - install |  | EA
1484 |  | D2060.62 | Process Piping Systems - TCM
1485 |  | D2060.62.0001 | Process piping systems - TCM |  | GSF
1486 |  | D2060.62.0100 | Process piping - TCM |  | LF
1487 |  | D2060.62.0105 | Process piping - TCM - insulation |  | LF
1488 |  | D2060.62.0110 | Process piping valves - TCM |  | EA
1489 |  | D2060.62.0200 | Process piping - TCM - equipment - furnish |  | EA
1490 |  | D2060.62.0210 | Process piping - TCM - equipment - install |  | EA
1491 |  | D2060.67 | Process Piping Systems - LN2 - Liquid Nitrogen
1492 |  | D2060.67.0010 | Process piping systems - LN2 |  | GSF
1493 |  | D2060.67.0020 | Liquid nitrogen piping - note type and size |  | LF
1494 |  | D2060.67.0060 | Process piping - LN2 - insulation |  | LF
1495 |  | D2060.67.0070 | Process piping valves - LN2 |  | EA
1496 |  | D2060.67.0080 | Process piping - LN2 - equipment - furnish |  | EA
1497 |  | D2060.67.0090 | Process piping - LN2 - equipment - install |  | EA
1498 |  | D2060.90 | Process Support Plumbing System Supplementary Components
1499 |  | D2060.90.0001 | Process support plumbing system supplementary components |  | GSF
1500 |  | D2060.90.0100 | Process piping supplementary components |  | EA
1501 | D30 | D30 | HEATING, VENTILATION, AND AIR CONDITIONING (HVAC)
1502 | D3000 | D3000 | Heating, Ventilation, and Air Conditioning (HVAC)
1503 |  | D3000.00.0000 | Preliminary budget from historical data |  | GSF
1504 | D3010 | D3010 | Facility Fuel Systems
1505 |  | D3010.10 | Fuel Piping
1506 |  | D3010.10.0001 | Fuel piping |  | GSF
1507 |  | D3010.10.0100 | Fuel oil pipe - note type and size |  | LF
1508 |  | D3010.10.0200 | Gasoline piping - note type and size |  | LF
1509 |  | D3010.10.0300 | Natural gas piping - note type and size |  | LF
1510 |  | D3010.10.0400 | Liquefied-petroleum gas piping - note type and size |  | LF
1511 |  | D3010.10.0500 | Diesel exhaust pipe - note type and size |  | LF
1512 |  | D3010.10.0600 | Insulate diesel exhaust pipe - note type and size |  | LF
1513 |  | D3010.10.0900 | Excavation and backfill - fuel piping |  | CY
1514 |  | D3010.30 | Fuel Pumps
1515 |  | D3010.30.0001 | Fuel pumps |  | GSF
1516 |  | D3010.30.0100 | Facility fuel-oil pumps |  | EA
1517 |  | D3010.30.0200 | Gasoline dispensing pumps |  | EA
1518 |  | D3010.50 | Fuel Storage Tanks
1519 |  | D3010.50.0001 | Fuel oil tanks |  | GSF
1520 |  | D3010.50.0300 | Underground fuel storage tanks - note type and size |  | EA
1521 |  | D3010.50.0400 | Above ground fuel storage tanks - note type and size |  | EA
1522 |  | D3010.50.0900 | Excavation and backfill - fuel tanks |  | CY
1523 | D3020 | D3020 | Heating Systems
1524 |  | D3020.10 | Heat Generation
1525 |  | D3020.10.0010 | Heating equipment items - equipment costs only, installation below |  | EA
1526 |  | D3020.10.0100 | Breechings, chimneys, and stacks |  | EA
1527 |  | D3020.10.0120 | Draft control device |  | EA
1528 |  | D3020.10.0130 | Fabricated breeching |  | EA
1529 |  | D3020.10.0140 | Fabricated stack |  | EA
1530 |  | D3020.10.0150 | Gas vent |  | EA
1531 |  | D3020.10.0160 | Insulated sectional chimney |  | EA
1532 |  | D3020.10.0170 | Flu-gas filtration equipment |  | EA
1533 |  | D3020.10.0180 | Steam Boiler |  | EA
1534 |  | D3020.10.0185 | Clean Steam Generator |  | EA
1535 |  | D3020.10.0190 | Boiler, gas |  | EA
1536 |  | D3020.10.0195 | Boiler, electric |  | EA
1537 |  | D3020.10.0200 | Condensing boiler |  | EA
1538 |  | D3020.10.0210 | Cast iron boiler |  | EA
1539 |  | D3020.10.0220 | Pulse combustion boiler |  | EA
1540 |  | D3020.10.0230 | Water tube boiler |  | EA
1541 |  | D3020.10.0240 | Fire tube boiler |  | EA
1542 |  | D3020.10.0250 | Heating boiler feedwater equipment |  | EA
1543 |  | D3020.10.0260 | Boiler feedwater pump |  | EA
1544 |  | D3020.10.0270 | Deaerator |  | EA
1545 |  | D3020.10.0280 | Furnace |  | EA
1546 |  | D3020.10.0290 | Electric furnace |  | EA
1547 |  | D3020.10.0300 | Gas furnace |  | EA
1548 |  | D3020.10.0310 | Fuel-fired heater |  | EA
1549 |  | D3020.10.0320 | Fuel-fired duct heater |  | EA
1550 |  | D3020.10.0330 | Gas-fired radiant heater |  | EA
1551 |  | D3020.10.0340 | Fuel-fired unit heater |  | EA
1552 |  | D3020.10.0350 | Solar energy heating equipment |  | EA
1553 |  | D3020.10.0360 | Heating solar collector |  | EA
1554 |  | D3020.10.0370 | Packaged solar heating equipment |  | EA
1555 |  | D3020.10.0380 | Heat exchangers for HVAC |  | EA
1556 |  | D3020.10.0390 | Steam-to-steam heat exchanger |  | EA
1557 |  | D3020.10.0400 | Steam-to-water heat exchanger |  | EA
1558 |  | D3020.10.0410 | Liquid-to-liquid heat exchanger |  | EA
1559 |  | D3020.10.0420 | Direct geoexchange heat exchanger |  | EA
1560 |  | D3020.10.0430 | Rigging - heating equipment |  | EA
1561 |  | D3020.30 | Thermal Heat Storage
1562 |  | D3020.30.0001 | Thermal heat storage |  | GSF
1563 |  | D3020.70 | Decentralized Heating Equipment
1564 |  | D3020.70.0001 | Convection heating and cooling unit |  | GSF
1565 |  | D3020.70.0120 | Valence heating unit |  | EA
1566 |  | D3020.70.0140 | Chilled beams - passive (heating) |  | EA
1567 |  | D3020.70.0150 | Chilled beams - active (heating) |  | EA
1568 |  | D3020.70.0160 | Air coils - heating |  | EA
1569 |  | D3020.70.0170 | Fan coil units - heating |  | EA
1570 |  | D3020.70.0180 | Unit ventilators - heating |  | EA
1571 |  | D3020.70.0190 | Induction units - heating |  | EA
1572 |  | D3020.70.0200 | Radiator |  | EA
1573 |  | D3020.70.0210 | Convectors - heating |  | EA
1574 |  | D3020.70.0230 | Unit heater |  | EA
1575 |  | D3020.70.0240 | Radiant heating unit |  | EA
1576 |  | D3020.70.0250 | Radiant heating electric cable |  | EA
1577 |  | D3020.70.0260 | Radiant heating electric panel |  | EA
1578 |  | D3020.70.0270 | Electric radiant heater |  | EA
1579 |  | D3020.90 | Heating System Supplementary Components
1580 |  | D3020.90.0001 | Heating system supplementary components |  | GSF
1581 |  | D3020.90.0210 | Meters and gages |  | EA
1582 |  | D3020.90.0300 | Insulation |  | EA
1583 | D3030 | D3030 | Cooling Systems
1584 |  | D3030.10 | Central Cooling
1585 |  | D3030.10.0001 | Cooling equipment items - equipment costs only, installation below |  | EA
1586 |  | D3030.10.0090 | Refrigerant compressors |  | EA
1587 |  | D3030.10.0100 | Centrifugal refrigerant compressors |  | EA
1588 |  | D3030.10.0110 | Reciprocating refrigerant compressors |  | EA
1589 |  | D3030.10.0120 | Scroll refrigerant compressors |  | EA
1590 |  | D3030.10.0130 | Rotary screw refrigerant compressors |  | EA
1591 |  | D3030.10.0140 | Packaged compressor and condenser units |  | EA
1592 |  | D3030.10.0150 | Packaged air-cooled compressor/condenser units |  | EA
1593 |  | D3030.10.0160 | Refrigerant condensers |  | EA
1594 |  | D3030.10.0170 | Air-cooled refrigerant condensers |  | EA
1595 |  | D3030.10.0180 | Water-cooled refrigerant condensers |  | EA
1596 |  | D3030.10.0190 | Evaporative refrigerant condensers |  | EA
1597 |  | D3030.10.0200 | Packaged water chillers |  | EA
1598 |  | D3030.10.0210 | Air cooled chiller |  | EA
1599 |  | D3030.10.0220 | Water-cooled chiller |  | EA
1600 |  | D3030.10.0230 | Cooling towers |  | EA
1601 |  | D3030.10.0240 | Force-draft cooling towers |  | EA
1602 |  | D3030.10.0250 | Natural-draft cooling towers |  | EA
1603 |  | D3030.10.0260 | Field-erected cooling towers |  | EA
1604 |  | D3030.10.0270 | Liquid coolers |  | EA
1605 |  | D3030.10.0280 | Rigging - Cooling equipment |  | EA
1606 |  | D3030.30 | Evaporative Air-Cooling
1607 |  | D3030.30.0001 | Evaporative air-cooling equip. - equipment costs only, installation below |  | EA
1608 |  | D3030.30.0100 | Direct evaporative air coolers |  | EA
1609 |  | D3030.30.0200 | Indirect evaporative air coolers |  | EA
1610 |  | D3030.30.0300 | Combined direct/indirect evaporative air coolers |  | EA
1611 |  | D3030.50 | Thermal Cooling Storage
1612 |  | D3030.50.0001 | Thermal cooling storage equip.. items - equipment costs only, installation below |  | EA
1613 |  | D3030.50.0100 | Thermal storage |  | EA
1614 |  | D3030.50.0200 | Chilled-water thermal storage |  | EA
1615 |  | D3030.50.0300 | Ice storage |  | EA
1616 |  | D3030.70 | Decentralized Cooling Equipment
1617 |  | D3030.70.0001 | Decentralized equip. items - equipment costs only, installation below |  | EA
1618 |  | D3030.70.0100 | Unitary HVAC equipment |  | EA
1619 |  | D3030.70.0110 | Packaged terminal air conditioners |  | EA
1620 |  | D3030.70.0120 | Room air conditioners |  | EA
1621 |  | D3030.70.0130 | Self-contained air conditioners |  | EA
1622 |  | D3030.70.0140 | Computer room air conditions (CRAC) |  | EA
1623 |  | D3030.70.0150 | Split-system air-conditioners |  | EA
1624 |  | D3030.70.0160 | Air-source unit heat pumps |  | EA
1625 |  | D3030.70.0170 | Water-source unit heat pumps |  | EA
1626 |  | D3030.70.0180 | Unitary heat pumps |  | EA
1627 |  | D3030.70.0190 | Convection cooling units |  | EA
1628 |  | D3030.70.0200 | Valence cooling units |  | EA
1629 |  | D3030.70.0210 | Chilled beams - passive (cooling) |  | EA
1630 |  | D3030.70.0220 | Chilled beams - active (cooling) |  | EA
1631 |  | D3030.70.0230 | Air coils - cooling |  | EA
1632 |  | D3030.70.0240 | Fan coil units - cooling |  | EA
1633 |  | D3030.70.0250 | Unit ventilators - cooling |  | EA
1634 |  | D3030.70.0260 | Induction units - cooling |  | EA
1635 |  | D3030.70.0270 | Convectors - cooling |  | EA
1636 | D3050 | D3050 | Facility HVAC Distribution Systems
1637 |  | D3050.10 | Facility Hydronic Distribution
1638 |  | D3050.10.0100 | CHW piping - note type and size |  | LF
1639 |  | D3050.10.1100 | HHW piping - note type and size |  | LF
1640 |  | D3050.10.1500 | CW piping - note type and size |  | LF
1641 |  | D3050.10.1600 | UG CW piping - note type and size |  | LF
1642 |  | D3050.10.1900 | Makeup water piping - note type and size |  | LF
1643 |  | D3050.10.2100 | UG CHW piping - note type and size |  | LF
1644 |  | D3050.10.2200 | UG HHW piping - note type and size |  | LF
1645 |  | D3050.10.2400 | Ground-loop heat pump piping |  | LF
1646 |  | D3050.10.3100 | Insulation CHW pipe - note type and size |  | LF
1647 |  | D3050.10.3300 | Insulation HHW pipe - note type and size |  | LF
1648 |  | D3050.10.3500 | Insulation CW pipe - note type and size |  | LF
1649 |  | D3050.10.3700 | Refrigerant piping - note type and size |  | LF
1650 |  | D3050.10.5000 | CHW expansion tank - note type and size |  | EA
1651 |  | D3050.10.5100 | HHW expansion tank - note type and size |  | EA
1652 |  | D3050.10.5110 | CHW air separator - note type and size |  | EA
1653 |  | D3050.10.5190 | HHW air separator - note type and size |  | EA
1654 |  | D3050.10.5270 | CHW buffer tank - note type and size |  | EA
1655 |  | D3050.10.5300 | Equipment hookup and valving |  | EA
1656 |  | D3050.10.5310 | Internal combustion engine piping |  | LF
1657 |  | D3050.10.5320 | Glycol makeup skid |  | EA
1658 |  | D3050.10.5330 | HVAC water treatment |  | EA
1659 |  | D3050.10.5340 | Water treatment - closed loop hydronic system |  | EA
1660 |  | D3050.10.5350 | Water treatment - open hydronic system |  | EA
1661 |  | D3050.10.5390 | Vertical-turbine hydronic pump |  | EA
1662 |  | D3050.10.5400 | Pump, CHW - note type and size |  | EA
1663 |  | D3050.10.5410 | Pump, HHW - note type and size |  | EA
1664 |  | D3050.10.5430 | Boiler circulation pump - note type and size |  | EA
1665 |  | D3050.10.5440 | Pump, CW - note type and size |  | EA
1666 |  | D3050.10.5450 | Pump, process water - note type and size |  | EA
1667 |  | D3050.10.5460 | Surge tank - note type and size |  | EA
1668 |  | D3050.10.5470 | Heat Exchanger - plate and frame - note size |  | EA
1669 |  | D3050.10.5480 | Heat Exchanger - shell and tube - note size |  | EA
1670 |  | D3050.10.5490 | Automatic condensate pump unit |  | EA
1671 |  | D3050.10.5500 | Variable frequency drives for pump |  | EA
1672 |  | D3050.10.5510 | Excavation and backfill - hydronic piping |  | EA
1673 |  | D3050.30 | Facility Steam Distribution
1674 |  | D3050.30.0100 | Steam pipe - note type and size |  | LF
1675 |  | D3050.30.0500 | UG steam pipe - note type and size |  | LF
1676 |  | D3050.30.5120 | Water treatment - steam system feedwater |  | EA
1677 |  | D3050.30.5130 | Water treatment - humidification system feedwater |  | EA
1678 |  | D3050.30.5140 | Excavation and backfill - steam and condensate heating piping |  | LF
1679 |  | D3050.50 | HVAC Air Distribution
1680 |  | D3050.50.0001 | Air handling equipment items - equipment costs only, installation below |  | EA
1681 |  | D3050.50.0110 | Modular indoor AHU |  | EA
1682 |  | D3050.50.0120 | Custom indoor AHU |  | EA
1683 |  | D3050.50.0130 | Indoor indirect gas-fired heating/ventilating unit |  | EA
1684 |  | D3050.50.0140 | Indoor direct gas-fired heating/ventilating unit |  | EA
1685 |  | D3050.50.0150 | Packaged outdoor HVAC equipment |  | EA
1686 |  | D3050.50.0160 | Packaged outdoor AHU |  | EA
1687 |  | D3050.50.0170 | Packaged outdoor heating only MUA unit |  | EA
1688 |  | D3050.50.0180 | Packaged outdoor heating/cooling MUA unit |  | EA
1689 |  | D3050.50.0190 | AC Unit - Water Cooled |  | EA
1690 |  | D3050.50.0200 | RTU - Roof Top AC Unit |  | EA
1691 |  | D3050.50.0210 | DOAS - Direct Outside Air Supply |  | EA
1692 |  | D3050.50.0220 | ERU - Energy Recovery Unit on Roof |  | EA
1693 |  | D3050.50.0230 | Pool AC Unit |  | EA
1694 |  | D3050.50.0240 | Water Source Heat Pump - WSHP |  | EA
1695 |  | D3050.50.0250 | PTAC - Packaged Terminal Air Conditioner |  | EA
1696 |  | D3050.50.0260 | CRAC - Computer Room AC Unit |  | EA
1697 |  | D3050.50.0270 | ACCU - Air Cooled Condensing Unit for CRAC |  | EA
1698 |  | D3050.50.0280 | Dry Cooler for CRAC |  | EA
1699 |  | D3050.50.0300 | Split System Condensing Unit |  | EA
1700 |  | D3050.50.0310 | Split System Ductless FCU -Fan Coil Unit |  | EA
1701 |  | D3050.50.0320 | Split System FCU -Fan Coil Unit |  | EA
1702 |  | D3050.50.0400 | VRF Condensing Unit |  | EA
1703 |  | D3050.50.0410 | VRF FCU -Fan Coil Unit |  | EA
1704 |  | D3050.50.0420 | VRF Ductless FCU |  | EA
1705 |  | D3050.50.0500 | AHU (Air Handling Unit) - simple |  | EA
1706 |  | D3050.50.0510 | AHU semi custom |  | EA
1707 |  | D3050.50.0520 | AHU custom |  | EA
1708 |  | D3050.50.0530 | ERU Energy Recovery Unit CHW |  | EA
1709 |  | D3050.50.0540 | Rooftop AHU (Air Handling Unit) |  | EA
1710 |  | D3050.50.0550 | Fan Lab Exhaust |  | EA
1711 |  | D3050.50.0560 | CRAH - Computer Room Air Handler |  | EA
1712 |  | D3050.50.0570 | MAU - Makeup Air Unit |  | EA
1713 |  | D3050.50.0580 | PCU - Pollution Control Unit |  | EA
1714 |  | D3050.50.0590 | FCU - Fan Coil Unit |  | EA
1715 |  | D3050.50.0600 | Ductless FCU Hydronic - Fan Coil Unit |  | EA
1716 |  | D3050.50.0610 | Humidity control equipment |  | EA
1717 |  | D3050.50.0620 | Humidifier |  | EA
1718 |  | D3050.50.0630 | Dehumidifier |  | EA
1719 |  | D3050.50.0640 | Indoor pool and ice-rink dehumidification unit |  | EA
1720 |  | D3050.50.0900 | Rigging - HVAC air handling equipment |  | EA
1721 |  | D3050.60 | HVAC Air Distribution Components
1722 |  | D3050.60.0100 | MP duct - note type, gauge, & size |  | LBS
1723 |  | D3050.60.0200 | LP duct - note type, gauge, & size |  | LBS
1724 |  | D3050.60.0300 | Return duct - note type, gauge, & size |  | LBS
1725 |  | D3050.60.0400 | EA duct - note type, gauge, & size |  | LBS
1726 |  | D3050.60.0700 | Grease exhaust - note type, gauge, & size |  | LBS
1727 |  | D3050.60.0800 | Duct Insulation - note type and size |  | SF
1728 |  | D3050.60.1200 | Ductwork accessories |  | EA
1729 |  | D3050.60.1210 | Volume control damper |  | EA
1730 |  | D3050.60.1220 | Fire damper |  | EA
1731 |  | D3050.60.1230 | Smoke or fire/smoke damper |  | EA
1732 |  | D3050.60.1240 | Backdraft damper |  | EA
1733 |  | D3050.60.1250 | Duct mounted access door |  | EA
1734 |  | D3050.60.5100 | Fan, supply - note type and size |  | EA
1735 |  | D3050.60.5110 | Fan, return - note type and size |  | EA
1736 |  | D3050.60.5120 | Fan, exhaust - note type and size |  | EA
1737 |  | D3050.60.5140 | Fan, garage ventilation - note type and size |  | EA
1738 |  | D3050.60.5150 | Fan, stair pressurization - note type and size |  | EA
1739 |  | D3050.60.5170 | Fan, baggage handling ventilation - note type and size |  | EA
1740 |  | D3050.60.5210 | Fan, smoke exhaust - note type and size |  | EA
1741 |  | D3050.60.5220 | Gravity ventilator - note type and size |  | EA
1742 |  | D3050.60.5230 | Air curtain |  | EA
1743 |  | D3050.60.5240 | Air terminal unit |  | EA
1744 |  | D3050.60.5250 | Constant air volume unit |  | EA
1745 |  | D3050.60.5300 | FPVAV -Fan Powered Variable Air Volume Box |  | EA
1746 |  | D3050.60.5310 | VAV -Variable Air Volume Box |  | EA
1747 |  | D3050.60.5320 | VAV with reheat |  | EA
1748 |  | D3050.60.5400 | SAV -Supply Air Valve |  | EA
1749 |  | D3050.60.5410 | SAV2 -Dual Supply Air Valve |  | EA
1750 |  | D3050.60.5420 | SAV3 -Triple Supply Air Valve |  | EA
1751 |  | D3050.60.5430 | EAV -Exhaust Air Valve |  | EA
1752 |  | D3050.60.5440 | EAV2 -Double Exhaust Air Valve |  | EA
1753 |  | D3050.60.5450 | EAV3 -Triple Exhaust Air Valve |  | EA
1754 |  | D3050.60.5460 | EAV FH -Exhaust Air Valve with fume hood sash sensor |  | EA
1755 |  | D3050.60.5490 | Humidifier in ductwork |  | EA
1756 |  | D3050.60.6100 | Air outlets and inlet |  | EA
1757 |  | D3050.60.6110 | SA diffuser |  | EA
1758 |  | D3050.60.6120 | SA sidewall diffuser |  | EA
1759 |  | D3050.60.6130 | Linear diffuser |  | EA
1760 |  | D3050.60.6140 | RA grill |  | EA
1761 |  | D3050.60.6150 | EA grill |  | EA
1762 |  | D3050.60.6160 | Fabric air distribution device |  | EA
1763 |  | D3050.60.6170 | Gravity ventilators - domed |  | EA
1764 |  | D3050.60.6180 | Louver - note type and size |  | EA
1765 |  | D3050.60.6200 | Air filter |  | EA
1766 |  | D3050.60.6210 | Gas-phase air filtration |  | EA
1767 |  | D3050.60.6220 | Electronic air cleaner |  | EA
1768 |  | D3050.90 | Facility Distribution Systems Supplementary Components
1769 |  | D3050.90.0001 | Heat trace for HVAC piping |  | LF
1770 |  | D3050.90.0100 | Vibration and seismic controls for HVAC piping |  | EA
1771 | D3060 | D3060 | Ventilation
1772 |  | D3060.10 | Supply Air
1773 |  | D3060.10.0001 | Ventilation supply air |  | GSF
1774 |  | D3060.10.0100 | Ventilation supply air fans - note type and size |  | EA
1775 |  | D3060.10.0200 | Ventilation supply air duct - note type, gauge, & size |  | LBS
1776 |  | D3060.20 | Return Air
1777 |  | D3060.20.0001 | Ventilation return air |  | GSF
1778 |  | D3060.20.0100 | Ventilation return air fans - note type and size |  | EA
1779 |  | D3060.20.0200 | Ventilation return air duct - note type, gauge, & size |  | LBS
1780 |  | D3060.30 | Exhaust Air
1781 |  | D3060.30.0001 | Exhaust air |  | GSF
1782 |  | D3060.30.0100 | Special exhaust systems |  | EA
1783 |  | D3060.30.0120 | Sawdust collection systems |  | EA
1784 |  | D3060.30.0130 | Engine exhaust systems |  | EA
1785 |  | D3060.30.0200 | Ventilation hoods |  | EA
1786 |  | D3060.30.0210 | Commercial kitchen hoods |  | EA
1787 |  | D3060.30.0220 | Kitchen exhaust Fan - note type and size |  | EA
1791 |  | D3060.30.0230 | Dishwasher exhaust Fan - note type and size |  | EA
1791 |  | D3060.30.0300 | Fume hood exhaust system |  | EA
1790 |  | D3060.30.0310 | Fume hood connection |  | EA
1792 |  | D3060.30.0320 | Bio safety cabinet connection |  | EA
1792 |  | D3060.30.0400 | Chemical exhaust - note type and size |  | EA
1793 |  | D3060.40 | Outside Air
1794 |  | D3060.40.0001 | Outside air |  | GSF
1795 |  | D3060.40.0100 | Outside air fans - note type and size |  | EA
1796 |  | D3060.40.0200 | Outside air duct - note type, gauge, & size |  | LBS
1797 |  | D3060.60 | Air-to-Air Energy Recovery
1798 |  | D3060.60.0001 | Air-to-air energy recovery |  | GSF
1799 |  | D3060.60.0100 | Air-to-air energy recovery |  | EA
1800 |  | D3060.70 | HVAC Air Cleaning
1801 |  | D3060.70.0001 | HVAC air cleaning |  | GSF
1802 |  | D3060.70.0100 | HVAC air cleaning |  | EA
1803 |  | D3060.90 | Ventilation Supplementary Components
1804 |  | D3060.90.0001 | Ventilation supplementary components |  | GSF
1805 |  | D3060.90.0100 | Ventilation supplementary components |  | EA
1806 | D3070 | D3070 | Special Purpose HVAC Systems
1807 |  | D3070.10 | Snow Melting
1808 |  | D3070.10.0001 | Snow melting |  | GSF
1809 |  | D3070.10.0100 | Radiant-heating electric cables |  | EA
1810 |  | D3070.10.0200 | Radiant-heating hydronic piping |  | EA
1811 | D3090 | D3090 | HVAC Supplementary Components
1812 |  | D3090.10 | HVAC Supplementary Components
1813 |  | D3090.10.0001 | Heating, Ventilation, and Air Conditioning (HVAC) Supplementary Components |  | GSF
1814 |  | D3090.10.1000 | HVAC BIM/VDC Coordination |  | EA
1815 |  | D3090.10.1010 | HVAC identification |  | EA
1816 |  | D3090.10.1020 | Commissioning and testing service and consultant |  | EA
1817 |  | D3090.10.1030 | Testing, adjusting, and balancing |  | EA
1818 |  | D3090.10.1040 | Balancing dampers on supply and return ductwork |  | EA
1819 |  | D3090.10.1110 | Filter replacement for turnover |  | EA
1820 |  | D3090.10.1130 | Fire stopping, sleeves and penetrations |  | EA
1821 |  | D3090.10.1170 | Overtime and schedule acceleration |  | EA
1822 |  | D3090.10.1180 | Flexible connectors at pipe connections |  | EA
1823 |  | D3090.10.1270 | Pressure test ductwork after installation |  | EA
1824 |  | D3090.10.1330 | Operate equipment early for climate control |  | EA
1825 |  | D3090.10.1390 | Access platforms in mechanical rooms to protect piping |  | EA
1826 | D40 | D40 | FIRE PROTECTION
1827 | D4000 | D4000 | Fire Protection
1828 |  | D4000.00.0000 | Preliminary budget from historical data |  | GSF
1829 | D4010 | D4010 | Fire Suppression
1830 |  | D4010.10 | Water-Based Fire-Suppression
1831 |  | D4010.10.0001 | Water-based fire-suppression |  | GSF
1832 |  | D4010.10.0100 | Wet-pipe sprinkler systems |  | SF
1833 |  | D4010.10.0110 | Dry-pipe sprinkler systems |  | SF
1834 |  | D4010.10.0120 | Preaction sprinkler systems |  | SF
1835 |  | D4010.10.0130 | Combined dry-pipe and preaction sprinkler systems |  | SF
1836 |  | D4010.10.0140 | Deluge fire-suppression sprinkler systems |  | SF
1837 |  | D4010.10.0150 | Water spray fixed systems |  | SF
1838 |  | D4010.10.0160 | Antifreeze sprinkler systems |  | SF
1839 |  | D4010.10.0170 | Foam-water systems |  | SF
1840 |  | D4010.10.0200 | Fire pump |  | EA
1841 |  | D4010.10.0210 | Jockey pump |  | EA
1842 |  | D4010.10.0220 | Fire Control Valve (FCV) |  | EA
1843 |  | D4010.10.0230 | Riser Control Valve (RCV) |  | EA
1844 |  | D4010.10.0240 | Fire department connection |  | EA
1845 |  | D4010.10.0250 | Sprinkler floor control valve assemblies |  | EA
1846 |  | D4010.10.0260 | Roof manifold |  | EA
1847 |  | D4010.10.0270 | Dry valve |  | EA
1848 |  | D4010.10.0280 | Nitrogen generator |  | EA
1849 |  | D4010.10.0290 | Air compressor |  | EA
1850 |  | D4010.10.0300 | Pre action control panel |  | EA
1851 |  | D4010.10.0330 | Fire hose cabinet |  | EA
1852 |  | D4010.10.0340 | Remote fire hose cabinet |  | EA
1853 |  | D4010.10.0350 | Breach control valve |  | EA
1854 |  | D4010.10.0360 | Fire-suppression piping |  | EA
1855 |  | D4010.10.0370 | Concealed heads |  | EA
1856 |  | D4010.10.0380 | Upright heads |  | EA
1857 |  | D4010.10.0390 | Dry sprinkler heads |  | LF
1858 |  | D4010.10.0400 | Sidewall heads |  | EA
1859 |  | D4010.10.0700 | Backflow preventer for FP |  | EA
1860 |  | D4010.50 | Fire-Extinguishing
1861 |  | D4010.50.0001 | Fire-extinguishing |  | GSF
1862 |  | D4010.50.0100 | Carbon-dioxide fire-extinguishing systems |  | CF
1863 |  | D4010.50.0110 | Clean-agent fire-extinguishing systems |  | CF
1864 |  | D4010.50.0120 | Wet-chemical fire-extinguishing systems |  | CF
1865 |  | D4010.50.0130 | Dry-chemical fire-extinguishing systems |  | CF
1866 |  | D4010.90 | Fire Suppression Supplementary Components
1867 |  | D4010.90.0001 | Fire suppression supplementary components |  | GSF
1868 |  | D4010.90.0260 | Vibration and seismic controls |  | EA
1869 |  | D4010.90.1000 | Fire suppression BIM/VDC coordination |  | EA
1870 |  | D4010.90.1010 | Temporary fire protection during construction |  | EA
1871 |  | D4010.90.1030 | Factory mutual insurance provisions |  | EA
1872 |  | D4010.90.1060 | Heat tracing for fire protection piping |  | LF
1873 |  | D4010.90.1080 | Identification for fire protection piping |  | EA
1874 |  | D4010.90.1100 | Fire stopping sleeves and penetrations |  | EA
1875 |  | D4010.90.1130 | Test drain assemblies |  | EA
1876 |  | D4010.90.1150 | Overtime and schedule acceleration |  | EA
1877 | D4030 | D4030 | Fire Protection Specialties
1878 |  | D4030.10 | Fire Protection Cabinets
1879 |  | D4030.10.0001 | Fire protection cabinets |  | EA
1880 |  | D4030.30 | Fire Extinguishers
1881 |  | D4030.30.0001 | Fire extinguishers |  | EA
1882 |  | D4030.50 | Breathing Air Replenishment Systems
1883 |  | D4030.50.0001 | Breathing air replenishment systems |  | GSF
1884 |  | D4030.70 | Fire Extinguisher Accessories
1885 |  | D4030.70.0001 | Fire extinguisher accessories |  | GSF
1886 | D50 | D50 | ELECTRICAL
1887 | D5000 | D5000 | Electrical
1888 |  | D5000.00.0000 | Preliminary budget from historical data |  | GSF
1889 | D5010 | D5010 | Facility Power Generation
1890 |  | D5010.10 | Packaged Generator Assemblies
1891 |  | D5010.10.0001 | Generators |  | GSF
1892 |  | D5010.10.0100 | Generator equipment costs only - note type and size |  | EA
1893 |  | D5010.10.0110 | Generator installation - note type and size |  | EA
1894 |  | D5010.10.0500 | Generator control panel - note type and size |  | EA
1895 |  | D5010.10.0510 | Generator remote annunciator - note type and size |  | EA
1896 |  | D5010.10.0520 | Generator block heater connection - note type and size |  | EA
1897 |  | D5010.10.0530 | Sound attenuating generator housing - note type and size |  | EA
1898 |  | D5010.10.0540 | Generator connection cabinet - note type and size |  | EA
1899 |  | D5010.10.0550 | Generator pad - note type and size |  | EA
1900 |  | D5010.10.0560 | Fuel tor testing - note specific type |  | EA
1901 |  | D5010.10.0570 | Fuel tank - note type and size |  | EA
1902 |  | D5010.10.0600 | Gas-fired co-gen - note type and size |  | EA
1903 |  | D5010.10.0700 | Wind energy equipment - note type and size |  | EA
1904 |  | D5010.10.0800 | UPS system - note type and size |  | EA
1905 |  | D5010.10.0930 | UPS static transfer switch - note type and size |  | EA
1906 |  | D5010.10.0940 | UPS power distribution unit (PDU) - note type and size |  | EA
1907 |  | D5010.10.0950 | Uninterruptible power systems - note type and size |  | EA
1908 |  | D5010.20 | Battery Equipment
1909 |  | D5010.20.0010 | Generator battery charger |  | EA
1910 |  | D5010.20.0100 | Generator battery rack |  | EA
1911 |  | D5010.30 | Photovoltaic Collectors
1912 |  | D5010.30.0001 | Photovoltaic collectors |  | GSF
1913 |  | D5010.30.0110 | Photovoltaic collectors - note type and size |  | EA
1914 |  | D5010.30.0140 | PV combiner box - note type and size |  | EA
1915 |  | D5010.30.0150 | PV inverter - note type and size |  | EA
1916 |  | D5010.30.0160 | PV safety switch - note type and size |  | EA
1917 |  | D5010.30.0170 | PV submeter - note type and size |  | EA
1918 |  | D5010.30.0180 | PV wiring - note type and size |  | LF
1919 |  | D5010.40 | Fuel Cells
1920 |  | D5010.40.0001 | Fuel cells |  | GSF
1921 |  | D5010.40.0100 | Fuel cells - note details |  | EA
1922 |  | D5010.60 | Power Filtering and Conditioning
1923 |  | D5010.60.0001 | Power filtering and conditioning |  | GSF
1924 |  | D5010.60.0100 | Power filtering and conditioning - note type and size |  | EA
1925 |  | D5010.70 | Transfer Switches
1926 |  | D5010.70.0001 | Transfer switches |  | GSF
1927 |  | D5010.70.0100 | Transfer switch - note type and size |  | EA
1928 |  | D5010.90 | Facility Power Generation Supplementary Components
1929 |  | D5010.90.0100 | Facility power generation supplementary components |  | EA
1930 | D5020 | D5020 | Electrical Service and Distribution
1931 |  | D5020.10 | Electrical Service
1932 |  | D5020.10.0001 | Electrical service |  | GSF
1933 |  | D5020.10.0100 | Electricity metering |  | EA
1934 |  | D5020.10.0200 | MV unit sub-station - note type and size |  | EA
1935 |  | D5020.10.0310 | MV pad mounted transformer - note type and size |  | EA
1936 |  | D5020.10.0400 | 600V transformer - note type and size |  | EA
1937 |  | D5020.10.0500 | MV switchgear - note type and size |  | EA
1938 |  | D5020.10.0610 | Protection devices, medium-voltage - note type and size |  | EA
1939 |  | D5020.10.0620 | Protection devices, low-voltage |  | EA
1940 |  | D5020.30 | Power Distribution
1941 |  | D5020.30.0001 | Power distribution |  | GSF
1942 |  | D5020.30.0101 | Switchboards and panelboards, furnish only - note type and size |  | EA
1943 |  | D5020.30.0110 | 600V switchgear - note type and size |  | EA
1944 |  | D5020.30.0200 | 600V switchboards - note type and size |  | EA
1945 |  | D5020.30.0300 | 600V panelboard - note type and size |  | EA
1946 |  | D5020.30.0400 | 600V motor control center section - note type and size |  | EA
1947 |  | D5020.30.0500 | 600V feeder busduct - note type and size |  | LF
1948 |  | D5020.30.0511 | 600V feeder busduct components - note type and size |  | EA
1949 |  | D5020.30.0600 | 600V plug-in busduct - note type and size |  | LF
1950 |  | D5020.30.0611 | 600V plug-in busduct components - note type and size |  | EA
1951 |  | D5020.30.0800 | Electrical cabinets and enclosures - note type and size |  | EA
1952 |  | D5020.30.0801 | MV feeder - note type and size |  | LF
1953 |  | D5020.30.0901 | 600V feeder - note type and size |  | LF
1954 |  | D5020.30.0930 | Feeder ducts - note type and size |  | LF
1955 |  | D5020.30.0940 | Cable trays feeders - note type and size |  | LF
1956 |  | D5020.70 | Facility Grounding
1957 |  | D5020.70.0001 | Facility grounding |  | GSF
1958 |  | D5020.70.0100 | Facility grounding raceways |  | LF
1959 |  | D5020.70.0200 | Facility grounding wiring |  | LF
1960 |  | D5020.90 | Electrical Service and Distribution Supplementary Components
1961 |  | D5020.90.0100 | Electrical service and distribution supplementary components |  | EA
1962 | D5030 | D5030 | General Purpose Electrical Power
1963 |  | D5030.10 | Branch Wiring System
1964 |  | D5030.10.0001 | Branch wiring system |  | GSF
1965 |  | D5030.10.0100 | Branch wiring from panelboards to point of use - note type and size |  | LF
1966 |  | D5030.10.0400 | Underfloor raceways and ducts - note type and size |  | LF
1967 |  | D5030.10.0500 | Overhead Ducts - note specific type & size |  | LF
1968 |  | D5030.10.0600 | Power Cable trays - note specific type & size |  | LF
1969 |  | D5030.50 | Wiring Devices
1970 |  | D5030.50.0001 | Wiring devices |  | GSF
1971 |  | D5030.50.0100 | Wiring devices - note type and size |  | EA
1972 |  | D5030.50.0290 | Misc. wiring device - note type and size |  | EA
1973 |  | D5030.50.0500 | Outdoor mechanical/plumbing equipment connections - note type and size |  | EA
1974 |  | D5030.50.0710 | Indoor mechanical/plumbing equipment connections - note type and size |  | EA
1975 |  | D5030.50.1080 | VFD installation & connection - note type and size |  | EA
1976 |  | D5030.50.2000 | Heat trace connection - heat trace by others |  | EA
1977 |  | D5030.50.3000 | Fire pump equipment connection - note type and size |  | EA
1978 |  | D5030.90 | General Purpose Electrical Power Supplementary Components
1979 |  | D5030.90.0300 | General purpose electrical power supplementary components |  | EA
1980 | D5040 | D5040 | Lighting
1981 |  | D5040.10 | Lighting Control
1982 |  | D5040.10.0001 | Lighting control |  | GSF
1983 |  | D5040.10.0002 | Lighting control - furnish only |  | EA
1984 |  | D5040.10.0100 | Lighting control devices - installation - note type and size |  | EA
1985 |  | D5040.20 | Branch Wiring for Lighting
1986 |  | D5040.20.0001 | Branch wiring for lighting |  | GSF
1987 |  | D5040.20.0100 | Branch wiring for lighting - note type and size |  | LF
1988 |  | D5040.50 | Lighting Fixtures
1989 |  | D5040.50.0001 | Interior lighting |  | GSF
1990 |  | D5040.50.0100 | Lighting fixture package - furnish only |  | EA
1991 |  | D5040.50.0200 | Lighting fixture installation - note type and size |  | EA
1992 |  | D5040.50.0600 | Classified location lighting - note type and size |  | EA
1993 |  | D5040.50.0700 | Special purpose lighting - note type and size |  | EA
1994 |  | D5040.90 | Lighting Supplementary Components
1995 |  | D5040.90.01090 | Lighting supplementary components |  | EA
1996 | D5080 | D5080 | Miscellaneous Electrical Systems
1997 |  | D5080.10 | Lightning Protection
1998 |  | D5080.10.0001 | Lightning protection |  | GSF
1999 |  | D5080.10.0100 | Lightning protection component - note type and size |  | EA
2000 |  | D5080.40 | Cathodic Protection
2001 |  | D5080.40.0001 | Cathodic protection |  | GSF
2002 |  | D5080.40.0100 | Cathodic protection - note type and size |  | EA
2003 |  | D5080.70 | Transient Voltage Suppression
2004 |  | D5080.70.0001 | Transient voltage suppression |  | GSF
2005 |  | D5080.70.0100 | Transient voltage suppression - note type and size |  | EA
2006 |  | D5080.90 | Miscellaneous Electrical Systems Supplementary Components
2007 |  | D5080.90.0001 | Miscellaneous electrical systems supplementary components |  | GSF
2008 |  | D5080.90.0010 | Temporary lighting and power |  | SF
2009 |  | D5080.90.0020 | EC General Conditions - if not included above |  | SF
2010 |  | D5080.90.0030 | EC General Requirements - if not included above |  | SF
2011 |  | D5080.90.0040 | Electrical permits & inspections |  | SF
2012 |  | D5080.90.0050 | Electrical Commission / QAQC |  | SF
2013 |  | D5080.90.0060 | Electrical BIM/VDC |  | EA
2014 |  | D5080.90.0070 | Electrical LARP |  | SF
2015 |  | D5080.90.0080 | Electrical Preconstruction |  | SF
2016 |  | D5080.90.0090 | Electrical Fee - if not included above |  | SF
2017 |  | D5080.90.0100 | Electrical fire stopping - note type and size |  | SF
2018 |  | D5080.90.0110 | Electrical special consideration - note type and size |  | SF
2019 |  | D5080.90.0200 | Miscellaneous electrical systems supplementary components |  | EA
2020 | D60 | D60 | COMMUNICATIONS
2021 | D6000 | D6000 | Communications
2022 |  | D6000.00.0000 | Preliminary budget from historical data |  | GSF
2023 | D6005 | D6005 | Structured Cabling
2024 |  | D6005.10 | Communications Equipment Room Fittings
2025 |  | D6005.10.0001 | Communications equipment room fittings |  | GSF
2026 |  | D6005.10.0010 | Communications equipment room fittings - note type and size |  | EA
2027 |  | D6005.20 | Communications Cabling
2028 |  | D6005.20.0001 | Communications cabling |  | GSF
2029 |  | D6005.20.0100 | Horizontal cabling - note type and size |  | LF
2030 |  | D6005.20.0200 | Backbone cabling - note type and size |  | LF
2031 |  | D6005.30 | Communications Connecting
2032 |  | D6005.30.0001 | Communications connecting |  | GSF
2033 |  | D6005.30.0100 | Communications connecting component - note type and size |  | EA
2034 | D6010 | D6010 | Data Communications
2035 |  | D6010.10 | Data Communications Network Equipment
2036 |  | D6010.10.0001 | Data communications network equipment |  | GSF
2037 |  | D6010.10.0200 | Data communications network equipment - note type and size |  | EA
2038 |  | D6010.20 | Data Communications Hardware
2039 |  | D6010.20.0001 | Data communications hardware |  | GSF
2040 |  | D6010.30 | Data Communications Peripheral Equipment
2041 |  | D6010.30.0001 | Data communications peripheral equipment |  | GSF
2042 |  | D6010.50 | Data Communications Software
2043 |  | D6010.50.0001 | Data communications software |  | GSF
2044 |  | D6010.60 | Data Communication Program and Integration Services
2045 |  | D6010.60.0001 | Data communication program and integration services |  | GSF
2046 | D6020 | D6020 | Voice Communications
2047 |  | D6020.10 | Voice Communications Switching and Routing Equipment
2048 |  | D6020.10.0001 | Voice communications switching and routing equipment |  | GSF
2049 |  | D6020.10.0100 | Voice communications switching and routing equipment - note type and size |  | EA
2050 |  | D6020.20 | Voice Communications Terminal Equipment
2051 |  | D6020.20.0001 | Voice communications terminal equipment |  | GSF
2052 |  | D6020.30 | Voice Communications Messaging
2053 |  | D6020.30.0001 | Voice communications messaging |  | GSF
2054 |  | D6020.40 | Call Accounting
2055 |  | D6020.40.0001 | Call accounting |  | GSF
2056 |  | D6020.50 | Call Management
2057 |  | D6020.50.0001 | Call management |  | GSF
2058 | D6030 | D6030 | Audio-Video Communication
2059 |  | D6030.10 | Audio-Video Systems
2060 |  | D6030.10.0001 | Audio-video systems |  | GSF
2061 |  | D6030.10.0100 | AV device/equipment - note type and size |  | EA
2062 |  | D6030.10.0260 | Audio-video accessories - note type and size |  | EA
2063 |  | D6030.10.0300 | Master antenna television systems - note type and size |  | EA
2064 |  | D6030.10.0400 | Audio-video conferencing - note type and size |  | EA
2065 |  | D6030.10.0500 | Architecturally integrated audio-video equipment - note type and size |  | EA
2066 |  | D6030.10.0600 | Integrated audio-video systems and equipment - note type and size |  | EA
2067 |  | D6030.50 | Electronic Digital Systems
2068 |  | D6030.50.0001 | Electronic digital systems |  | GSF
2069 |  | D6030.50.0100 | Public information systems - note type and size |  | EA
2070 |  | D6030.50.0110 | Digital wayfinding system - note type and size |  | EA
2071 | D6060 | D6060 | Distributed Communications and Monitoring
2072 |  | D6060.10 | Distributed Audio-Video
2073 |  | D6060.10.0001 | Distributed audio-video |  | GSF
2074 |  | D6060.10.0100 | Paging system/devices - note type and size |  | EA
2075 |  | D6060.10.0200 | Sound masking system/devices - note type and size |  | EA
2076 |  | D6060.10.0300 | Intercommunications and program system/devices - note type and size |  | EA
2077 |  | D6060.10.0400 | Assistive listening system/devices - note type and size |  | EA
2078 |  | D6060.10.0500 | Public address and mass notification system/devices - note type and size |  | EA
2079 |  | D6060.30 | Healthcare Communications and Monitoring
2080 |  | D6060.30.0001 | Healthcare communications and monitoring |  | GSF
2081 |  | D6060.30.0400 | Nurse call/code blue system/devices - note type and size |  | EA
2082 |  | D6060.30.0610 | Healthcare imaging system/devices - note type and size |  | EA
2083 |  | D6060.50 | Distributed Systems
2084 |  | D6060.50.0001 | Distributed systems |  | GSF
2085 |  | D6060.50.0100 | Clock system/devices - note type and size |  | EA
2086 |  | D6060.50.0200 | Infrared and radio frequency tracking system/devices - note type and size |  | EA
2087 |  | D6060.50.0300 | DAS - Internal cellular, paging, and antenna system/devices - note type and size |  | EA
2088 |  | D6060.50.0310 | DAS - ERRS / First Responder antenna system/devices - note type and size |  | EA
2089 | D6090 | D6090 | Communications Supplementary Components
2090 |  | D6090.10 | Communications Supplementary Components
2091 |  | D6090.10.0001 | Communications supplementary components |  | GSF
2092 |  | D6090.10.0210 | Grounding and bonding - note type and size |  | EA
2093 |  | D6090.10.0220 | Conduit pathways - note type and size |  | LF
2094 |  | D6090.10.0230 | Hangers and supports |  | EA
2095 |  | D6090.10.0240 | Conduits and back boxes - note type and size |  | EA
2096 |  | D6090.10.0250 | Cable trays - note type and size |  | LF
2097 |  | D6090.10.0260 | Utility poles |  | EA
2098 |  | D6090.10.0270 | Vibration and seismic controls |  | EA
2099 |  | D6090.10.0280 | Identification |  | EA
2100 | D70 | D70 | ELECTRONIC SAFETY AND SECURITY
2101 | D7000 | D7000 | Electronic Safety and Security
2102 |  | D7000.00.0000 | Preliminary budget from historical data |  | GSF
2103 | D7010 | D7010 | Access Control and Intrusion Detection
2104 |  | D7010.10 | Access Control
2105 |  | D7010.10.0001 | Access control |  | GSF
2106 |  | D7010.10.0100 | Access control system hardware/devices - note type and size |  | EA
2107 |  | D7010.10.0600 | Audio intercom system/devices - note type and size |  | EA
2108 |  | D7010.10.0710 | Emergency call station - note type and size |  | EA
2109 |  | D7010.50 | Intrusion Detection
2110 |  | D7010.50.0001 | Intrusion detection |  | GSF
2111 |  | D7010.50.0100 | Intrusion detection control, GUI and logic systems |  | EA
2112 |  | D7010.50.0200 | Intrusion detection system/devices - note type and size |  | EA
2113 |  | D7010.50.0500 | Perimeter security system/devices - note type and size |  | EA
2114 | D7030 | D7030 | Electronic Surveillance
2115 |  | D7030.10 | Video Surveillance
2116 |  | D7030.10.0001 | Video surveillance |  | GSF
2117 |  | D7030.10.0100 | Video surveillance system/devices - note type and size |  | EA
2118 |  | D7030.50 | Electronic Personal Protection
2119 |  | D7030.50.0001 | Electronic personal protection |  | GSF
2120 |  | D7030.50.0100 | Electronic personal safety detection system/devices - note type and size |  | EA
2121 | D7050 | D7050 | Detection and Alarm
2122 |  | D7050.10 | Fire Detection and Alarm
2123 |  | D7050.10.0001 | Fire detection and alarm systems |  | GSF
2124 |  | D7050.10.0100 | Digital, addressable fire-alarm system/devices - note type and size |  | EA
2125 |  | D7050.10.0700 | Fire alarm branch conduit & wiring - note type and size |  | LF
2126 |  | D7050.15 | Mass Notification
2127 |  | D7050.15.0001 | Mass Notification System |  | GSF
2128 |  | D7050.15.0100 | Mass notification system/devices - note type and size |  | EA
2129 |  | D7050.15.0110 | Mass notification branch conduit & wiring - note type and size |  | LF
2130 |  | D7050.20 | Radiation Detection and Alarm
2131 |  | D7050.20.0001 | Radiation Detection and Alarm Control, Gui, and Logic Systems |  | GSF
2132 |  | D7050.20.0100 | Radiation detection and alarm integrated audio evacuation systems |  | GSF
2133 |  | D7050.20.0110 | Radiation detection system/devices - note type and size |  | EA
2134 |  | D7050.20.0120 | Radiation detection branch conduit & wiring - note type and size |  | LF
2135 |  | D7050.30 | Gas Detection and Alarm
2136 |  | D7050.30.0001 | Gas Detection and Alarm Control, Gui, and Logic Systems |  | GSF
2137 |  | D7050.30.0100 | Gas detection and alarm integrated audio evacuation system/devices - note type and size |  | EA
2138 |  | D7050.30.0110 | Gas detection branch conduit & wiring - note type and size |  | LF
2139 |  | D7050.40 | Fuel-Oil Detection and Alarm
2140 |  | D7050.40.0001 | Fuel Oil Detection and Alarm Control, Gui, and Logic Systems |  | GSF
2141 |  | D7050.40.0100 | Fuel oil detection and alarm integrated audio evacuation system/devices - note type and size |  | EA
2142 |  | D7050.40.0110 | Fuel oil detection branch conduit & wiring - note type and size |  | LF
2143 |  | D7050.50 | Refrigeration Detection and Alarm
2144 |  | D7050.50.0001 | Refrigerant Detection and Alarm Control, Gui, and Logic Systems |  | GSF
2145 |  | D7050.50.0100 | Refrigerant detection and alarm integrated audio evacuation system/devices - note type and size |  | EA
2146 |  | D7050.50.0110 | Refrigerant detection sensors |  | EA
2147 |  | D7050.60 | Water Intrusion Detection and Alarm
2148 |  | D7050.60.0001 | Water Detection and Alarm Control, Gui, and Logic Systems |  | GSF
2149 |  | D7050.60.0100 | Water detection system/devices - note type and size |  | EA
2150 |  | D7050.60.0200 | Water intrusion detection branch conduit & wiring - note type and size |  | LF
2151 | D7070 | D7070 | Electronic Monitoring and Control
2152 |  | D7070.10 | Electronic Detention Monitoring and Control
2153 |  | D7070.10.0001 | Electronic detention monitoring and control |  | GSF
2154 | D7090 | D7090 | Electronic Safety and Security Supplementary Components
2155 |  | D7090.10 | Electronic Safety and Security Supplementary Components
2156 |  | D7090.10.0001 | Electronic safety and security supplementary components |  | GSF
2157 |  | D7090.10.0110 | Conductors and cables |  | EA
2158 |  | D7090.10.0120 | Grounding and bonding |  | EA
2159 |  | D7090.10.0130 | Pathways |  | EA
2160 |  | D7090.10.0140 | Vibration and seismic controls |  | EA
2161 |  | D7090.10.0150 | Identification |  | EA
2162 | D80 | D80 | INTEGRATED AUTOMATION
2163 | D8000 | D8000 | Integrated Automation
2164 |  | D8000.00.0000 | Preliminary budget from historical data |  | GSF
2165 | D8010 | D8010 | Integrated Automation Facility Controls
2166 |  | D8010.10 | Integrated Automation Control of Equipment
2167 |  | D8010.10.0001 | Integrated automation control of equipment |  | GSF
2168 |  | D8010.10.0100 | Integrated automation control of equipment |  | EA
2169 |  | D8010.20 | Integrated Automation Control of Conveying Equipment
2170 |  | D8010.20.0001 | Integrated automation control of conveying equipment |  | GSF
2171 |  | D8010.20.0100 | Integrated automation control of conveying equipment |  | EA
2172 |  | D8010.30 | Integrated Automation Control of Fire-Suppression Systems
2173 |  | D8010.30.0001 | Integrated automation control of fire-suppression systems |  | GSF
2174 |  | D8010.30.0100 | Integrated automation control of fire-suppression systems |  | EA
2175 |  | D8010.40 | Integrated Automation Control of Plumbing Systems
2176 |  | D8010.40.0001 | Integrated automation control of plumbing systems |  | GSF
2177 |  | D8010.40.0100 | Integrated automation control of plumbing systems |  | EA
2178 |  | D8010.50 | Integrated Automation Control of HVAC Systems
2179 |  | D8010.50.0001 | DDC controls |  | EA
2180 |  | D8010.50.0100 | Electronic controls |  | EA
2181 |  | D8010.50.0110 | Pneumatic controls |  | EA
2182 |  | D8010.60 | Integrated Automation Control of Electrical Systems
2183 |  | D8010.60.0001 | Integrated automation control of electrical systems |  | GSF
2184 |  | D8010.70 | Integrated Automation Control of Communication Systems
2185 |  | D8010.70.0001 | Integrated automation control of communication systems |  | GSF
2186 |  | D8010.80 | Integrated Automation Control of Electronic Safety and Security Systems
2187 |  | D8010.80.0001 | Integrated automation control of electronic safety and security systems |  | GSF
2188 |  | D8010.90 | Integrated Automation Supplementary Components
2189 |  | D8010.90.0001 | Integrated automation supplementary components |  | GSF
2190 |  | D8010.90.0200 | Conductors and cables |  | LF
2191 |  | D8010.90.0300 | Grounding and bonding |  | EA
2192 |  | D8010.90.0400 | Pathways |  | LF
2193 |  | D8010.90.0500 | Vibration and seismic controls |  | EA
2194 |  | D8010.90.0600 | Controls identification |  | EA
2195 |  | D8010.90.1020 | Overtime and schedule acceleration |  | EA
2196 | E | E | EQUIPMENT AND FURNISHINGS
2197 | E10 | E10 | EQUIPMENT
2198 | E1000 | E1000 | Equipment
2199 |  | E1000.00.0000 | Preliminary budget from historical data |  | GSF
2200 | E1010 | E1010 | Vehicle and Pedestrian Equipment
2201 |  | E1010.10 | Vehicle Servicing Equipment
2202 |  | E1010.10.0001 | Vehicle servicing equipment |  | GSF
2203 |  | E1010.10.0100 | Vehicle servicing equipment |  | EA
2204 |  | E1010.30 | Interior Parking Control Equipment
2205 |  | E1010.30.0001 | Interior parking control equipment |  | GSF
2206 |  | E1010.30.0100 | Interior parking control equipment |  | EA
2207 |  | E1010.50 | Loading Dock Equipment
2208 |  | E1010.50.0001 | Loading dock equipment |  | GSF
2209 |  | E1010.50.0100 | Loading dock bumpers |  | EA
2210 |  | E1010.50.0200 | Loading dock seals |  | EA
2211 |  | E1010.50.0210 | Loading dock shelters |  | EA
2212 |  | E1010.50.0300 | Loading dock levelers |  | EA
2213 |  | E1010.50.0400 | Loading dock lifts |  | EA
2214 |  | E1010.50.0410 | Loading dock ramps/bridges |  | EA
2215 |  | E1010.50.0500 | Loading dock lights |  | EA
2216 |  | E1010.70 | Interior Pedestrian Control Equipment
2217 |  | E1010.70.0001 | Interior pedestrian control equipment |  | GSF
2218 |  | E1010.70.0100 | Interior pedestrian control equipment |  | EA
2219 | E1030 | E1030 | Commercial Equipment
2220 |  | E1030.10 | Mercantile and Service Equipment
2221 |  | E1030.10.0001 | Mercantile and service equipment |  | GSF
2222 |  | E1030.10.0100 | Mercantile and service equipment |  | EA
2223 |  | E1030.20 | Vault Equipment
2224 |  | E1030.20.0001 | Vault equipment |  | GSF
2225 |  | E1030.20.0100 | Vault equipment |  | EA
2226 |  | E1030.25 | Teller and Service Equipment
2227 |  | E1030.25.0001 | Teller and service equipment |  | GSF
2228 |  | E1030.25.0100 | Teller and service equipment |  | EA
2229 |  | E1030.30 | Refrigerated Display Equipment
2230 |  | E1030.30.0001 | Refrigerated display equipment |  | GSF
2231 |  | E1030.30.0100 | Refrigerated display equipment |  | EA
2232 |  | E1030.35 | Commercial Laundry and Dry Cleaning Equipment
2233 |  | E1030.35.0001 | Commercial laundry and dry cleaning equipment |  | GSF
2234 |  | E1030.35.0100 | Commercial laundry and dry cleaning equipment |  | EA
2235 |  | E1030.40 | Maintenance Equipment
2236 |  | E1030.40.0001 | Maintenance equipment |  | GSF
2237 |  | E1030.40.0410 | Window washing systems |  | EA
2238 |  | E1030.40.0500 | Facility fall protection |  | EA
2239 |  | E1030.50 | Hospitality Equipment
2240 |  | E1030.50.0001 | Registration equipment |  | GSF
2241 |  | E1030.55 | Unit Kitchens
2242 |  | E1030.55.0001 | Unit kitchens |  | GSF
2243 |  | E1030.60 | Photographic Processing Equipment
2244 |  | E1030.60.0001 | Photographic processing equipment |  | GSF
2245 |  | E1030.70 | Postal, Packaging, and Shipping Equipment
2246 |  | E1030.70.0001 | Postal, packaging, and shipping equipment |  | GSF
2247 |  | E1030.75 | Office Equipment
2248 |  | E1030.75.0001 | Office equipment |  | GSF
2249 |  | E1030.80 | Foodservice Equipment
2250 |  | E1030.80.0001 | Foodservice equipment |  | GSF
2251 |  | E1030.80.0100 | Food storage equipment |  | EA
2252 |  | E1030.80.0200 | Food preparation equipment |  | EA
2253 |  | E1030.80.0300 | Food delivery carts and conveyors |  | EA
2254 |  | E1030.80.0400 | Food cooking equipment |  | EA
2255 |  | E1030.80.0500 | Food dispensing equipment |  | EA
2256 |  | E1030.80.0600 | Ice machines |  | EA
2257 |  | E1030.80.0700 | Cleaning and disposal equipment |  | EA
2258 |  | E1030.90 | Commercial Equipment Supplementary Components
2259 |  | E1030.90.0001 | Commercial equipment supplementary components |  | GSF
2260 |  | E1030.90.1020 | Stainless steel closures at hoods and ceiling interface |  | LS
2261 |  | E1030.90.1050 | Exhaust hood mounting and support |  | LS
2262 |  | E1030.90.1080 | Loose parts and assemblies not specified |  | LS
2263 |  | E1030.90.1100 | Walk-ins coordination |  | LS
2264 |  | E1030.90.1110 | Buffet line detail coordination with equipment |  | LS
2265 |  | E1030.90.1130 | Shelving systems part of stainless package |  | LS
2266 |  | E1030.90.1140 | Drain manifolds on hoods |  | LS
2267 |  | E1030.90.1160 | Overtime and schedule acceleration |  | LS
2268 |  | E1030.90.1170 | Protection of finish stainless surfaces |  | LS
2269 | E1040 | E1040 | Institutional Equipment
2270 |  | E1040.10 | Educational and Scientific Equipment
2271 |  | E1040.10.0001 | Educational and scientific equipment |  | GSF
2272 |  | E1040.10.0120 | Book depositories |  | EA
2273 |  | E1040.10.0200 | Audio-visual equipment |  | EA
2274 |  | E1040.10.0210 | Projection screens |  | EA
2275 |  | E1040.10.0220 | Projectors |  | EA
2276 |  | E1040.10.0300 | Laboratory equipment |  | EA
2277 |  | E1040.10.0400 | Vocational shop equipment |  | EA
2278 |  | E1040.10.0800 | Arts and crafts equipment |  | EA
2279 |  | E1040.20 | Healthcare Equipment
2280 |  | E1040.20.0001 | Healthcare equipment |  | GSF
2281 |  | E1040.20.0100 | Healthcare equipment |  | EA
2282 |  | E1040.40 | Religious Equipment
2283 |  | E1040.40.0001 | Religious equipment |  | GSF
2284 |  | E1040.60 | Security Equipment
2285 |  | E1040.60.0001 | Security equipment |  | GSF
2286 |  | E1040.60.0100 | Security equipment |  | EA
2287 |  | E1040.70 | Detention Equipment
2288 |  | E1040.70.0001 | Detention equipment |  | GSF
2289 |  | E1040.70.0100 | Detention equipment |  | EA
2290 | E1060 | E1060 | Residential Equipment
2291 |  | E1060.10 | Residential Appliances
2292 |  | E1060.10.0001 | Residential appliances |  | GSF
2293 |  | E1060.10.0100 | Residential kitchen appliances |  | GSF
2294 |  | E1060.10.0200 | Residential laundry appliances |  | GSF
2295 |  | E1060.50 | Retractable Stairs
2296 |  | E1060.50.0001 | Retractable stairs |  | GSF
2297 |  | E1060.70 | Residential Ceiling Fans
2298 |  | E1060.70.0001 | Residential ceiling fans |  | GSF
2299 | E1070 | E1070 | Entertainment and Recreational Equipment
2300 |  | E1070.10 | Theater and Stage Equipment
2301 |  | E1070.10.0001 | Theater and stage equipment |  | GSF
2302 |  | E1070.10.0100 | Theater and stage equipment |  | EA
2303 |  | E1070.20 | Musical Equipment
2304 |  | E1070.20.0001 | Musical equipment |  | GSF
2305 |  | E1070.50 | Athletic Equipment
2306 |  | E1070.50.0001 | Athletic equipment |  | GSF
2307 |  | E1070.50.0100 | Exercise equipment |  | EA
2308 |  | E1070.50.0200 | Gymnasium equipment |  | EA
2309 |  | E1070.50.0300 | Interior scoreboards |  | EA
2310 |  | E1070.50.0400 | Gymnasium dividers |  | SF
2311 |  | E1070.60 | Recreational Equipment
2312 |  | E1070.60.0001 | Recreational equipment |  | GSF
2313 |  | E1070.60.0100 | Shooting range equipment |  | EA
2314 | E1080 | E1080 | Process Equipment, Instrumentation and Controls
2315 |  | E1080.10 | Process Equipment - Procurement
2316 |  | E1080.10.0001 | Process equipment - furnish items |  | EA
2317 |  | E1080.20 | Process Equipment - Installation
2318 |  | E1080.20.0001 | Process equipment - install items |  | EA
2319 |  | E1080.30 | Process Instrumentation and Controls
2320 |  | E1080.30.0001 | PAS field instruments (EA = points) |  | EA
2321 |  | E1080.30.0002 | Process instruments |  | EA
2322 |  | E1080.30.0003 | Ethernet cabling |  | LF
2323 |  | E1080.30.0004 | Conduits / conveyance for cabling |  | LF
2324 |  | E1080.40 | Process Automation
2325 |  | E1080.40.0001 | PAS field instruments (EA = points) |  | EA
2326 |  | E1080.40.0002 | PAS hardware |  | EA
2327 |  | E1080.40.0003 | PAS software |  | EA
2328 | E1090 | E1090 | Other Equipment
2329 |  | E1090.10 | Solid Waste Handling Equipment
2330 |  | E1090.10.0001 | Solid waste handling equipment |  | GSF
2331 |  | E1090.30 | Agricultural Equipment
2332 |  | E1090.30.0001 | Agricultural equipment |  | GSF
2333 |  | E1090.40 | Horticultural Equipment
2334 |  | E1090.40.0001 | Horticultural equipment |  | GSF
2335 |  | E1090.60 | Decontamination Equipment
2336 |  | E1090.60.0001 | Decontamination equipment |  | GSF
2337 | E20 | E20 | FURNISHINGS
2338 | E2000 | E2000 | Furnishings
2339 |  | E2000.00.0000 | Preliminary budget from historical data |  | GSF
2340 | E2010 | E2010 | Fixed Furnishings
2341 |  | E2010.10 | Fixed Art
2342 |  | E2010.10.0001 | Fixed art |  | GSF
2343 |  | E2010.20 | Window Treatments
2344 |  | E2010.20.0001 | Window treatments |  | GSF
2345 |  | E2010.20.0400 | Window shades |  | SF
2346 |  | E2010.20.0410 | Black out shades |  | SF
2347 |  | E2010.20.0500 | Window treatment operators |  | SF
2348 |  | E2010.30 | Casework
2349 |  | E2010.30.0001 | Casework |  | GSF
2350 |  | E2010.30.0100 | Hospitality casework - note type and material |  | LF
2351 |  | E2010.30.0500 | Residential casework - note type and material |  | LF
2352 |  | E2010.30.0700 | Educational casework - note type and material |  | LF
2353 |  | E2010.30.0800 | Laboratory casework - note type and material |  | LF
2354 |  | E2010.30.0900 | Display casework - note type and material |  | LF
2355 |  | E2010.30.1000 | Healthcare casework - note type and material |  | LF
2356 |  | E2010.30.1100 | Religious casework - note type and material |  | LF
2357 |  | E2010.30.1200 | Reception casework - note type and material |  | LF
2358 |  | E2010.30.5000 | Countertops - note material |  | LF
2359 |  | E2010.30.5100 | Countertop support steel framing |  | LF
2360 |  | E2010.70 | Fixed Multiple Seating
2361 |  | E2010.70.0001 | Fixed multiple seating |  | EA
2362 |  | E2010.70.0100 | Fixed audience seating |  | EA
2363 |  | E2010.70.0200 | Stadium and arena seating |  | EA
2364 |  | E2010.70.0300 | Fixed booths and tables |  | EA
2365 |  | E2010.70.0400 | Lecture hall seating |  | EA
2366 |  | E2010.90 | Other Fixed Furnishings
2367 |  | E2010.90.0001 | Other fixed furnishings |  | GSF
2368 |  | E2010.90.0100 | Fixed interior planters |  | EA
2369 | E2050 | E2050 | Movable Furnishings
2370 |  | E2050.10 | Movable Art
2371 |  | E2050.10.0001 | Movable art |  | GSF
2372 |  | E2050.30 | Furniture
2373 |  | E2050.30.0001 | Furniture |  | GSF
2374 |  | E2050.30.0100 | Office furniture |  | EA
2375 |  | E2050.30.0200 | Seating |  | EA
2376 |  | E2050.30.0300 | Retail furniture |  | EA
2377 |  | E2050.30.0400 | Hospitality furniture |  | EA
2378 |  | E2050.30.0500 | Detention furniture |  | EA
2379 |  | E2050.30.0600 | Institutional furniture |  | EA
2380 |  | E2050.30.0700 | Industrial furniture |  | EA
2381 |  | E2050.30.0800 | Residential furniture |  | EA
2382 |  | E2050.40 | Accessories
2383 |  | E2050.40.0001 | Accessories |  | GSF
2384 |  | E2050.60 | Movable Multiple Seating
2385 |  | E2050.60.0001 | Movable multiple seating |  | EA
2386 |  | E2050.90 | Other Movable Furnishings
2387 |  | E2050.90.0001 | Other movable furnishings |  | GSF
2388 | E2090 | E2090 | Furnishings Supplementary Components
2389 |  | E2090.10 | Furnishings Supplementary Components
2390 |  | E2090.10.0010 | Furnishings Supplementary Components |  | GSF
2391 |  | E2090.10.1000 | Off-hours load-in of furniture |  | LS
2392 |  | E2090.10.1010 | Protection from damage during load-in |  | LS
2393 |  | E2090.10.1070 | Installation and hanging of artwork |  | LS
2394 |  | E2090.10.1080 | Trucking and offsite storage |  | LS
2395 |  | E2090.10.1100 | Overtime installation |  | LS
2396 | F | F | SPECIAL CONSTRUCTION AND DEMOLITION
2397 | F10 | F10 | SPECIAL CONSTRUCTION
2398 | F1000 | F1000 | Special Construction
2399 |  | F1000.00.0000 | Preliminary budget from historical data |  | GSF
2400 | F1010 | F1010 | Integrated Construction
2401 |  | F1010.10 | Building Modules
2402 |  | F1010.10.0001 | Building modules |  | GSF
2403 |  | F1010.10.0100 | Pre-fabricated building modules - furnish |  | SF
2404 |  | F1010.10.0200 | Pre-fabricated building modules - install |  | SF
2405 |  | F1010.50 | Manufactured/Fabricated Rooms
2406 |  | F1010.50.0001 | Manufactured/fabricated rooms |  | GSF
2407 |  | F1010.50.0100 | Pre-fabricated rooms - furnish |  | SF
2408 |  | F1010.50.0200 | Pre-fabricated rooms - install |  | SF
2409 |  | F1010.70 | Modular Mezzanines
2410 |  | F1010.70.0001 | Modular mezzanines |  | GSF
2411 | F1020 | F1020 | Special Structures
2412 |  | F1020.10 | Fabric Structures
2413 |  | F1020.10.0001 | Fabric structures |  | GSF
2414 |  | F1020.10.0100 | Fabric structures - furnish |  | SF
2415 |  | F1020.10.0200 | Fabric structures - install |  | SF
2416 |  | F1020.20 | Space Frames
2417 |  | F1020.20.0001 | Space frames |  | GSF
2418 |  | F1020.30 | Geodesic Structures
2419 |  | F1020.30.0001 | Geodesic structures |  | GSF
2420 |  | F1020.40 | Manufacturer-Engineered Structures
2421 |  | F1020.40.0001 | Manufacturer-engineered structures |  | GSF
2422 |  | F1020.60 | Manufactured Canopies
2423 |  | F1020.60.0001 | Manufactured canopies |  | GSF
2424 |  | F1020.65 | Rammed Earth Construction
2425 |  | F1020.65.0001 | Rammed earth construction |  | GSF
2426 |  | F1020.70 | Towers
2427 |  | F1020.70.0001 | Towers |  | GSF
2428 | F1030 | F1030 | Special Function Construction
2429 |  | F1030.10 | Sound and Vibration Control
2430 |  | F1030.10.0001 | Sound and vibration control |  | GSF
2431 |  | F1030.30 | Seismic Control
2432 |  | F1030.30.0001 | Seismic control |  | GSF
2433 |  | F1030.50 | Radiation Protection
2434 |  | F1030.50.0001 | Radiation protection |  | GSF
2435 |  | F1030.50.0100 | Radiation protection |  | SF
2436 |  | F1030.50.0101 | Lead sheet |  | SF
2437 |  | F1030.50.0102 | Lead lined materials |  | SF
2438 |  | F1030.50.0103 | Modular shielding partitions |  | SF
2439 |  | F1030.50.0104 | RF enclosures |  | SF
2440 |  | F1030.50.0105 | Premium for lead lined drywall |  | SF
2441 | F1050 | F1050 | Special Facility Components
2442 |  | F1050.10 | Pools
2443 |  | F1050.10.0001 | Pools |  | GSF
2444 |  | F1050.10.0100 | Swimming pools |  | SF
2445 |  | F1050.10.0110 | Therapeutic pools |  | SF
2446 |  | F1050.10.0200 | Pool plumbing systems and equipment |  | EA
2447 |  | F1050.10.0300 | Pool lighting |  | EA
2448 |  | F1050.10.0500 | Plumbing connections to pools |  | EA
2449 |  | F1050.10.0600 | Electrical connections to pools |  | EA
2450 |  | F1050.20 | Interior Fountains
2451 |  | F1050.20.0001 | Interior fountains |  | GSF
2452 |  | F1050.20.0100 | Interior fountains |  | SF
2453 |  | F1050.30 | Interior Water Features
2454 |  | F1050.30.0001 | Interior water features |  | GSF
2455 |  | F1050.30.0100 | Decorative water curtains |  | SF
2456 |  | F1050.40 | Aquariums
2457 |  | F1050.40.0001 | Aquariums |  | GSF
2458 |  | F1050.40.0100 | Aquariums |  | SF
2459 |  | F1050.50 | Amusement Park Structures and Equipment
2460 |  | F1050.50.0001 | Amusement park structures and equipment |  | GSF
2461 |  | F1050.50.0100 | Water slides |  | EA
2462 |  | F1050.50.0200 | Wave generating equipment |  | EA
2463 |  | F1050.50.0300 | Amusement park rides |  | EA
2464 |  | F1050.60 | Ice Rinks
2465 |  | F1050.60.0001 | Ice rinks |  | GSF
2466 |  | F1050.60.0100 | Ice rinks |  | SF
2467 |  | F1050.60.0200 | Ice rink floor system |  | SF
2468 |  | F1050.60.0300 | Ice rinks dasher boards |  | SF
2469 |  | F1050.70 | Animal Containment
2470 |  | F1050.70.0001 | Animal containment |  | GSF
2471 |  | F1050.70.0100 | Animal containment |  | SF
2472 | F1060 | F1060 | Athletic and Recreational Special Construction
2473 |  | F1060.10 | Indoor Soccer Boards
2474 |  | F1060.10.0001 | Indoor soccer boards |  | GSF
2475 |  | F1060.10.0100 | Indoor soccer boards |  | EA
2476 |  | F1060.20 | Safety Netting
2477 |  | F1060.20.0001 | Safety netting |  | GSF
2478 |  | F1060.20.0100 | Safety netting |  | SF
2479 |  | F1060.30 | Arena Football Boards
2480 |  | F1060.30.0001 | Arena football boards |  | GSF
2481 |  | F1060.30.0100 | Arena football boards |  | EA
2482 |  | F1060.40 | Floor Sockets
2483 |  | F1060.40.0001 | Floor sockets |  | GSF
2484 |  | F1060.40.0100 | Floor sockets |  | EA
2485 |  | F1060.50 | Athletic and Recreational Court Walls
2486 |  | F1060.50.0001 | Athletic and recreational court walls |  | GSF
2487 |  | F1060.50.0100 | Athletic and recreational court walls |  | SF
2488 |  | F1060.60 | Demountable Athletic Surfaces
2489 |  | F1060.60.0001 | Demountable athletic surfaces |  | GSF
2490 |  | F1060.60.0100 | Demountable athletic surfaces |  | SF
2491 | F1080 | F1080 | Special Instrumentation
2492 |  | F1080.10 | Stress Instrumentation
2493 |  | F1080.10.0001 | Stress instrumentation |  | GSF
2494 |  | F1080.10.0100 | Stress instrumentation |  | LS
2495 |  | F1080.20 | Seismic Instrumentation
2496 |  | F1080.20.0001 | Seismic instrumentation |  | GSF
2497 |  | F1080.20.0100 | Seismic instrumentation |  | LS
2498 |  | F1080.40 | Meteorological Instrumentation
2499 |  | F1080.40.0001 | Meteorological instrumentation |  | GSF
2500 |  | F1080.40.0100 | Solar instrumentation |  | LS
2501 |  | F1080.40.0200 | Wind instrumentation |  | LS
2502 |  | F1080.60 | Earth Movement Monitoring
2503 |  | F1080.60.0001 | Earth movement monitoring |  | GSF
2504 |  | F1080.60.0100 | Earth movement monitoring |  | LS
2505 | F20 | F20 | FACILITY REMEDIATION
2506 | F2000 | F2000 | Facility Remediation
2507 |  | F2000.00.0000 | Preliminary budget from historical data |  | GSF
2508 | F2010 | F2010 | Hazardous Materials Remediation
2509 |  | F2010.20 | Asbestos Remediation
2510 |  | F2010.20.0001 | Asbestos remediation |  | GSF
2511 |  | F2010.30 | Lead Remediation
2512 |  | F2010.30.0001 | Lead remediation |  | GSF
2513 |  | F2010.40 | Polychlorinate Biphenyl Remediation
2514 |  | F2010.40.0001 | Polychlorinate biphenyl remediation |  | GSF
2515 |  | F2010.50 | Mold Remediation
2516 |  | F2010.50.0001 | Mold remediation |  | GSF
2517 | F30 | F30 | DEMOLITION
2518 | F3000 | F3000 | Demolition
2519 |  | F3000.00.0000 | Preliminary budget from historical data |  | GSF
2520 | F3010 | F3010 | Structure Demolition
2521 |  | F3010.10 | Building Demolition
2522 |  | F3010.10.0001 | Building demolition |  | SF
2523 |  | F3010.10.0200 | Shoring of existing structure |  | SF
2524 |  | F3010.30 | Tower Demolition
2525 |  | F3010.30.0001 | Tower demolition |  | GSF
2526 |  | F3010.50 | Bridge Demolition
2527 |  | F3010.50.0001 | Bridge demolition |  | GSF
2528 |  | F3010.70 | Dam Demolition
2529 |  | F3010.70.0001 | Dam demolition |  | GSF
2530 | F3030 | F3030 | Selective Demolition
2531 |  | F3030.10 | Selective Building Demolition
2532 |  | F3030.10.0001 | Selective building demolition |  | GSF
2533 |  | F3030.10.0100 | Selective building demolition |  | SF
2534 |  | F3030.10.0200 | Shoring of existing structure - selective demo |  | SF
2535 |  | F3030.30 | Selective Interior Demolition
2536 |  | F3030.30.0001 | Selective interior demolition |  | GSF
2537 |  | F3030.30.0100 | Selective interior demolition |  | SF
2538 |  | F3030.30.0200 | Ceiling demolition - note type |  | SF
2539 |  | F3030.30.0300 | Flooring demolition - note type |  | SF
2540 |  | F3030.30.0400 | Partition demolition - note type |  | SF
2541 |  | F3030.30.0500 | Door demolition - note type |  | EA
2542 |  | F3030.30.1000 | Fire protection demolition |  | SF
2543 |  | F3030.30.2000 | Mechanical demolition |  | SF
2544 |  | F3030.30.3000 | Plumbing demolition |  | SF
2545 |  | F3030.30.4000 | Electrical demolition |  | SF
2546 |  | F3030.50 | Selective Bridge Demolition
2547 |  | F3030.50.0001 | Selective bridge demolition |  | GSF
2548 |  | F3030.70 | Selective Historic Demolition
2549 |  | F3030.70.0001 | Selective historic demolition |  | GSF
2550 | F3050 | F3050 | Structure Moving
2551 |  | F3050.10 | Structure Relocation
2552 |  | F3050.10.0001 | Structure relocation |  | GSF
2553 |  | F3050.30 | Structure Raising
2554 |  | F3050.30.0001 | Structure raising |  | GSF
2555 | F3090 | F3090 | Demolition and Moving Supplementary Components
2556 |  | F3090.10 | Demolition and Moving Supplementary Components
2557 |  | F3090.10.0001 | Demolition and Moving Supplementary Components |  | LS
2558 |  | F3090.10.1000 | Added mobilizations and move-ins |  | LS
2559 |  | F3090.10.1040 | Salvage of items removed |  | LS
2560 |  | F3090.10.1060 | Street cleaning and dust control |  | LS
2561 |  | F3090.10.1070 | Recycling and reuse on site |  | LS
2562 |  | F3090.10.1080 | Sawcutting |  | LS
2563 |  | F3090.10.1110 | Dust barriers |  | LS
2564 |  | F3090.10.1130 | Ventilation |  | LS
2565 |  | F3090.10.1150 | Patch after demolition to adjoin areas |  | LS
2566 |  | F3090.10.1170 | Temporary access for removal |  | LS
2567 | G | G | SITEWORK
2568 | G10 | G10 | SITE PREPARATION
2569 | G1000 | G1000 | Site Preparation
2570 |  | G1000.00.0000 | Preliminary budget from historical data |  | GSF
2571 | G1010 | G1010 | Site Clearing
2572 |  | G1010.10 | Clearing and Grubbing
2573 |  | G1010.10.0001 | Clearing and grubbing |  | GSF
2574 |  | G1010.10.0100 | Clearing and grubbing |  | SY
2575 |  | G1010.10.0200 | Selective clearing |  | SY
2576 |  | G1010.30 | Tree and Shrub Removal and Trimming
2577 |  | G1010.30.0001 | Tree and shrub removal and trimming |  | GSF
2578 |  | G1010.30.0100 | Selective tree and shrub removal |  | EA
2579 |  | G1010.50 | Earth Stripping and Stockpiling
2580 |  | G1010.50.0001 | Earth stripping and stockpiling |  | GSF
2581 |  | G1010.50.0100 | Topsoil strip and stockpile |  | CY
2582 |  | G1010.50.0200 | Topsoil strip and export |  | CY
2583 | G1020 | G1020 | Site Elements Demolition
2584 |  | G1020.10 | Utility Demolition
2585 |  | G1020.10.0001 | Utility demolition |  | GSF
2586 |  | G1020.10.0100 | Utility line removal |  | LF
2587 |  | G1020.10.0200 | Utility structure removal |  | EA
2588 |  | G1020.10.0300 | Utility abandon and grout |  | LF
2589 |  | G1020.30 | Infrastructure Demolition
2590 |  | G1020.30.0001 | Infrastructure demolition |  | GSF
2591 |  | G1020.50 | Selective Site Demolition
2592 |  | G1020.50.0001 | Selective site demolition |  | GSF
2593 |  | G1020.50.0100 | Selective site demolition items |  | EA
2594 |  | G1020.50.0200 | Pavement cutting |  | SY
2595 |  | G1020.50.0210 | Asphalt cutting |  | LF
2596 |  | G1020.50.0220 | Concrete cutting |  | LF
2597 |  | G1020.50.0300 | Pavement removal - note type |  | SY
2598 |  | G1020.50.0330 | Sidewalk removal |  | SF
2599 |  | G1020.50.0340 | Curb removal |  | LF
2600 | G1030 | G1030 | Site Element Relocations
2601 |  | G1030.10 | Utility Relocation
2602 |  | G1030.10.0001 | Utility relocation |  | GSF
2603 |  | G1030.10.0100 | Utility relocation |  | LF
2604 | G1050 | G1050 | Site Remediation
2605 |  | G1050.50 | Hazardous Waste Drum Handling
2606 |  | G1050.50.0001 | Hazardous waste drum handling |  | GSF
2607 |  | G1050.60 | Contaminated Site Material Removal
2608 |  | G1050.60.0001 | Contaminated site material removal |  | GSF
2609 |  | G1050.60.0200 | Removal and disposal of contaminated soils |  | CY
2610 |  | G1050.60.0300 | Underground storage tank removal |  | LS
2611 | G1070 | G1070 | Site Earthwork
2612 |  | G1070.10 | Grading
2613 |  | G1070.10.0000 | Grading |  | GSF
2614 |  | G1070.10.0100 | Rough grading |  | SY
2615 |  | G1070.10.0110 | Rough grading after underground utilities |  | SY
2618 |  | G1070.10.0120 | Handling and stockpiling of on site material, including spoils |  | CY
2617 |  | G1070.10.0200 | Fine grading |  | SY
2618 |  | G1070.10.0300 | Spreading and grading stockpiled topsoil |  | CY
2619 |  | G1070.20 | Excavation and Fill
2620 |  | G1070.20.0001 | Excavation and fill |  | GSF
2621 |  | G1070.20.0100 | Cut to grade |  | CY
2622 |  | G1070.20.0200 | Rock removal |  | CY
2623 |  | G1070.20.0300 | Fill to grade |  | CY
2624 |  | G1070.20.0310 | Fill to grade, geofoam |  | CY
2625 |  | G1070.20.0400 | Import structural fill |  | CY
2626 |  | G1070.20.0500 | Import granular fill |  | CY
2627 |  | G1070.20.0600 | Backfill at retaining or foundation walls - note material |  | CY
2628 |  | G1070.20.0900 | Export excess material - note soil type |  | CY
2629 |  | G1070.20.0910 | Export excess spoils material from other trades |  | CY
2630 |  | G1070.20.1000 | Replace unsuitable soil |  | CY
2631 |  | G1070.20.1010 | Over excavate and recompact building pad areas |  | CY
2632 |  | G1070.35 | Erosion and Sedimentation Controls
2633 |  | G1070.35.0001 | Erosion and sedimentation controls |  | GSF
2634 |  | G1070.35.0100 | Epa / swppp permit |  | LS
2635 |  | G1070.35.0200 | Construction entrance |  | SF
2636 |  | G1070.35.0300 | Silt fence |  | LF
2637 |  | G1070.35.0400 | Inlet protection |  | EA
2638 |  | G1070.35.0500 | Erosion control matting on slope |  | SY
2639 |  | G1070.35.0600 | Concrete washout pit |  | LS
2640 |  | G1070.35.0700 | Wheel wash station |  | LS
2641 |  | G1070.35.0800 | Temporary seeding / maintenance |  | SY
2642 |  | G1070.35.0900 | Maintenance of erosion and sedimentation control |  | MO
2643 |  | G1070.35.1000 | Miscellaneous swppp items |  | EA
2644 |  | G1070.40 | Soil Stabilization
2645 |  | G1070.40.0001 | Soil stabilization |  | GSF
2646 |  | G1070.40.0100 | Soil mixing stabilization - note type |  | SY
2647 |  | G1070.40.0400 | Geosynthetic soil stabilization and layer separation |  | SY
2648 |  | G1070.40.0500 | Pressure grouting soil stabilization |  | SY
2649 |  | G1070.40.0600 | Shotcrete soil slope stabilization |  | SY
2650 |  | G1070.40.0700 | Soil nailing |  | SY
2651 |  | G1070.45 | Rock Stabilization
2652 |  | G1070.45.0001 | Rock stabilization |  | GSF
2653 |  | G1070.45.0100 | Rock stabilization - note type |  | SF
2654 |  | G1070.55 | Slope Protection
2655 |  | G1070.55.0001 | Slope protection |  | GSF
2656 |  | G1070.55.0100 | Slope protection - note type |  | SF
2657 |  | G1070.60 | Gabions
2658 |  | G1070.60.0001 | Gabions |  | GSF
2659 |  | G1070.60.0100 | Gabions - note type and size |  | SF
2660 |  | G1070.65 | Riprap
2661 |  | G1070.65.0001 | Riprap |  | GSF
2662 |  | G1070.65.0100 | Riprap - note size |  | TON
2663 |  | G1070.70 | Wetlands
2664 |  | G1070.70.0001 | Wetlands |  | GSF
2665 |  | G1070.70.0100 | Constructed wetlands |  | SY
2666 |  | G1070.70.0200 | Wetlands restoration |  | SY
2667 |  | G1070.80 | Earth Dams
2668 |  | G1070.80.0001 | Earth dams |  | GSF
2669 |  | G1070.90 | Site Soil Treatment
2670 |  | G1070.90.0001 | Site soil treatment |  | GSF
2671 |  | G1070.90.0100 | Rodent control |  | SF
2672 |  | G1070.90.0200 | Termite control |  | SF
2673 |  | G1070.90.0300 | Vegetation control |  | SF
2674 | G1090 | G1090 | Site Preparation Supplementary Components
2675 |  | G1090.10 | Site Preparation Supplementary Components
2676 |  | G1090.10.0001 | Site preparation supplementary components |  | GSF
2677 |  | G1090.10.0100 | Surveying, layout, and restaking |  | SY
2685 |  | G1090.10.0200 | Temporary aggregate roads - note type and thickness |  | CY
2679 |  | G1090.10.0300 | Temporary aggregate laydown / staging areas - note type and thickness |  | CY
2680 |  | G1090.10.0400 | Temporary aggregate crane pads / paths - note type and thickness |  | CY
2681 |  | G1090.10.0500 | Temporary aggregate roads and pads maintenance |  | SY
2682 |  | G1090.10.0600 | Temporary aggregate roads and pads removal |  | CY
2683 |  | G1090.10.0700 | Site dust control / truck watering |  | SY
2684 |  | G1090.10.0800 | Street cleaning |  | SY
2685 |  | G1090.10.0900 | Snow removal |  | SY
2686 |  | G1090.10.1160 | Temporary drainage piping - note pipe type and size |  | LF
2687 |  | G1090.10.1170 | Dewatering and pumping of ground water |  | SY
2688 | G20 | G20 | SITE IMPROVEMENTS
2689 | G2000 | G2000 | Site Improvements
2690 |  | G2000.00.0000 | Preliminary budget from historical data |  | GSF
2691 | G2010 | G2010 | Roadways
2692 |  | G2010.10 | Roadway Pavement
2693 |  | G2010.10.0100 | Asphalt roadway aggregate subbase - note type and thickness |  | CY
2694 |  | G2010.10.0110 | Concrete roadway aggregate subbase - note type and thickness |  | CY
2695 |  | G2010.10.0200 | Asphalt roadway pavement - note thickness |  | SY
2696 |  | G2010.10.0210 | Fine grading for asphalt paving, if not by others |  | SY
2697 |  | G2010.10.0220 | Mill and resurface roadway asphalt - note thickness |  | SY
2698 |  | G2010.10.0230 | Slurry seal at existing asphalt roadway paving |  | SY
2699 |  | G2010.10.0300 | Concrete roadway pavement - note thickness |  | CY
2700 |  | G2010.10.0310 | Fine grading for concrete paving, if not by others |  | SY
2701 |  | G2010.10.0400 | Roadway unit pavement - note type and thickness |  | SY
2702 |  | G2010.10.0500 | Roadway aggregate surfacing |  | SY
2703 |  | G2010.20 | Roadway Curbs and Gutters
2704 |  | G2010.20.0000 | Roadway curbs and gutters |  | GSF
2705 |  | G2010.20.0010 | Asphalt curbs and gutters - roadways |  | LF
2706 |  | G2010.20.0020 | Cast-in-place concrete curbs and gutters - roadways |  | LF
2707 |  | G2010.20.0030 | Stone curbs - roadways |  | LF
2708 |  | G2010.40 | Roadway Appurtenances
2709 |  | G2010.40.0001 | Roadway appurtenances |  | GSF
2710 |  | G2010.40.0500 | Roadway signaling and control equipment |  | EA
2711 |  | G2010.40.0505 | Pavement markings |  | LF
2712 |  | G2010.40.0510 | Traffic signals |  | EA
2713 |  | G2010.40.0520 | Traffic control equipment |  | EA
2714 |  | G2010.40.0530 | Roadway monitoring equipment |  | EA
2715 |  | G2010.70 | Roadway Lighting
2716 |  | G2010.70.0001 | Roadway lighting |  | GSF
2717 |  | G2010.70.0100 | Roadway lighting - note type, pole height, and foot-candles |  | EA
2718 |  | G2010.70.0200 | Underground branch wiring - roadway lighting |  | LF
2719 |  | G2010.80 | Vehicle Fare Collection
2720 |  | G2010.80.0001 | Vehicle fare collection |  | GSF
2721 |  | G2010.90 | Site Improvements Supplementary Components
2722 |  | G2010.90.0001 | Site improvements supplementary components |  | GSF
2723 |  | G2010.90.1020 | Street use permits and lane closures |  | EA
2724 |  | G2010.90.1030 | Surveying and layout for concrete paving |  | SY
2725 |  | G2010.90.1060 | Surveying and layout for asphalt paving |  | SY
2726 |  | G2010.90.1070 | Concrete pads for equipment located on site - note thickness |  | CY
2727 |  | G2010.90.1100 | Asphalt paving out of sequence work - early base course, delayed final surface |  | SY
2728 |  | G2010.90.1110 | Repair and replace aggregate subbase used for temp roads prior to paving |  | SY
2729 |  | G2010.90.1120 | Repair damaged asphalt base course used for temp roads prior to final surfacing |  | SY
2730 |  | G2010.90.1130 | Clean asphalt base course used for temp roads prior to final surfacing |  | SY
2731 | G2020 | G2020 | Parking Lots
2732 |  | G2020.10 | Parking Lot Pavement
2733 |  | G2020.10.0000 | Parking lot pavement |  | GSF
2734 |  | G2020.10.0100 | Asphalt parking aggregate subbase - note type and thickness |  | CY
2735 |  | G2020.10.0110 | Concrete parking aggregate subbase - note type and thickness |  | CY
2736 |  | G2020.10.0200 | Asphalt parking pavement - note thickness |  | SY
2737 |  | G2020.10.0210 | Fine grading for asphalt paving, if not by others |  | SY
2738 |  | G2020.10.0220 | Mill and resurface parking lot asphalt - note thickness |  | SY
2739 |  | G2020.10.0230 | Slurry seal at existing asphalt parking lot |  | SY
2740 |  | G2020.10.0240 | Flexible paving surface treatments |  | SY
2741 |  | G2020.10.0260 | Porous flexible paving |  | SY
2742 |  | G2020.10.0300 | Concrete parking pavement - note thickness |  | CY
2743 |  | G2020.10.0310 | Fine grading for concrete paving, if not by others |  | SY
2744 |  | G2020.10.0320 | Decorative concrete parking lot paving |  | CY
2745 |  | G2020.10.0330 | Pervious concrete parking lot paving |  | CY
2746 |  | G2020.10.0400 | Parking lot unit pavement - note type and thickness |  | SY
2747 |  | G2020.10.0500 | Parking lot aggregate surfacing |  | SY
2748 |  | G2020.20 | Parking Lot Curbs and Gutters
2749 |  | G2020.20.0000 | Parking lot curbs and gutters |  | GSF
2750 |  | G2020.20.0100 | Asphalt curbs and gutters - parking lots |  | LF
2751 |  | G2020.20.0200 | Cast-in-place concrete curbs and gutters - parking lots |  | LF
2752 |  | G2020.20.0300 | Stone curbs - parking lots |  | LF
2753 |  | G2020.40 | Parking Lot Appurtenances
2754 |  | G2020.40.0001 | Parking lot appurtenances |  | GSF
2755 |  | G2020.40.0100 | Parking bumpers |  | EA
2756 |  | G2020.40.0300 | Parking lot signage |  | EA
2757 |  | G2020.40.0400 | Parking lot pavement markings |  | SY
2758 |  | G2020.40.0500 | Wire rope railings, parking garage |  | LF
2759 |  | G2020.70 | Parking Lot Lighting
2760 |  | G2020.70.0001 | Parking lot lighting |  | GSF
2761 |  | G2020.70.0100 | Parking lot lighting, pole mounted - note type, pole height, and foot-candles |  | EA
2762 |  | G2020.70.0180 | Parking lot lighting, bollard - note type and bollard details |  | EA
2763 |  | G2020.70.0200 | Underground branch wiring - parking lot lighting |  | LF
2764 |  | G2020.80 | Exterior Parking Control Equipment
2765 |  | G2020.80.0001 | Exterior parking control equipment |  | GSF
2766 |  | G2020.80.0100 | Exterior parking control equipment - note type / details |  | EA
2767 |  | G2020.90 | Parking Lot Supplementary Components
2768 |  | G2020.90.0001 | Parking lot supplementary components |  | GSF
2769 |  | G2020.90.1020 | Street use permits and lane closures |  | EA
2770 |  | G2020.90.1030 | Surveying and layout for concrete parking lots |  | SY
2771 |  | G2020.90.1040 | Surveying and layout for asphalt parking lots |  | SY
2772 |  | G2020.90.1100 | Asphalt paving out of sequence work - early base course, delayed final surface |  | SY
2773 |  | G2020.90.1110 | Repair and replace aggregate subbase used for temp parking prior to paving |  | SY
2774 |  | G2020.90.1120 | Repair damaged asphalt base course used for temp parking prior to final surfacing |  | SY
2775 |  | G2020.90.1130 | Clean asphalt base course used for temp parking prior to final surfacing |  | SY
2776 | G2030 | G2030 | Pedestrian Plazas and Walkways
2777 |  | G2030.10 | Pedestrian Pavement
2778 |  | G2030.10.0000 | Pedestrian pavement |  | GSF
2779 |  | G2030.10.0100 | Pedestrian pavement aggregate base courses - note type and thickness |  | SF
2780 |  | G2030.10.0130 | Pedestrian pavement concrete base courses - note thickness |  | CY
2781 |  | G2030.10.0200 | Asphaltic pedestrian pavement - note thickness |  | SY
2782 |  | G2030.10.0220 | Fine grading for asphalt pedestrian paving, if not by others |  | SY
2783 |  | G2030.10.0240 | Flexible paving surface treatments |  | SY
2784 |  | G2030.10.0300 | Concrete pedestrian pavement - note thickness |  | CY
2785 |  | G2030.10.0310 | Fine grading for concrete pedestrian paving, if not by others |  | SF
2786 |  | G2030.10.0320 | Decorative concrete pedestrian paving - note thickness |  | CY
2787 |  | G2030.10.0330 | Pervious concrete pedestrian paving - note thickness |  | CY
2788 |  | G2030.10.0400 | Pedestrian unit pavement - note type and thickness |  | SF
2789 |  | G2030.10.0500 | Pedestrian aggregate surfacing |  | SF
2790 |  | G2030.20 | Pedestrian Pavement Curbs
2791 |  | G2030.20.0000 | Pedestrian pavement curbs |  | GSF
2792 |  | G2030.20.0100 | Asphalt curbs - pedestrian pavement |  | LF
2793 |  | G2030.20.0110 | Cast-in-place concrete curbs - pedestrian pavement |  | LF
2794 |  | G2030.20.0150 | Stone curbs - pedestrian pavement |  | LF
2795 |  | G2030.30 | Exterior Steps and Ramps
2796 |  | G2030.30.0001 | Exterior steps and ramps |  | GSF
2797 |  | G2030.30.0100 | Exterior steps (LF = LFR) |  | LF
2798 |  | G2030.30.0110 | Exterior steps, cast-in-place concrete (LF = LFR) |  | LF
2799 |  | G2030.30.0120 | Exterior steps, precast concrete (LF = LFR) |  | LF
2800 |  | G2030.30.0130 | Exterior steps, stone (LF = LFR) |  | LF
2801 |  | G2030.30.0200 | Exterior ramps |  | SF
2802 |  | G2030.30.0210 | Exterior ramps, cast-in-place concrete |  | SF
2803 |  | G2030.30.0220 | Exterior ramps, precast concrete |  | SF
2804 |  | G2030.30.0230 | Exterior ramps, stone |  | SF
2805 |  | G2030.40 | Pedestrian Pavement Appurtenances
2806 |  | G2030.40.0001 | Pedestrian pavement appurtenances |  | GSF
2807 |  | G2030.40.0200 | Tactile warning surfacing |  | EA
2808 |  | G2030.40.0300 | Pavement snow melting systems |  | SF
2809 |  | G2030.70 | Plaza and Walkway Lighting
2810 |  | G2030.70.0001 | Plaza and walkway lighting |  | GSF
2811 |  | G2030.70.0100 | Plaza and walkway lighting - note type and details |  | EA
2812 |  | G2030.70.0120 | Underground branch wiring - pedestrian plaza and walkways |  | LF
2813 |  | G2030.80 | Exterior Pedestrian Control Equipment
2814 |  | G2030.80.0001 | Exterior pedestrian control equipment |  | GSF
2815 |  | G2030.80.0100 | Exterior pedestrian control equipment - note type / details |  | EA
2816 |  | G2030.90 | Pedestrian Plazas and Walkways Supplementary Components
2817 |  | G2030.90.0001 | Pedestrian plazas and walkways supplementary components |  | GSF
2818 |  | G2030.90.1090 | Temporary concrete sidewalks |  | CY
2819 |  | G2030.90.1100 | Removal of temporary concrete sidewalks - note thickness |  | SF
2820 | G2040 | G2040 | Airfields
2821 |  | G2040.10 | Aviation Pavement
2822 |  | G2040.10.0001 | Aviation pavement |  | GSF
2823 |  | G2040.10.0100 | Aviation asphalt pavement aggregate subbase - note type and thickness |  | CY
2824 |  | G2040.10.0110 | Aviation concrete pavement aggregate subbase - note type and thickness |  | CY
2825 |  | G2040.10.0200 | Aviation asphalt pavement - note thickness |  | SY
2826 |  | G2040.10.0300 | Aviation concrete pavement - note thickness |  | CY
2827 |  | G2040.20 | Aviation Pavement Curbs and Gutters
2828 |  | G2040.20.0001 | Aviation pavement curbs and gutters |  | GSF
2829 |  | G2040.20.0200 | Curbs and gutters - aviation - note type |  | LF
2830 |  | G2040.40 | Aviation Pavement Appurtenances
2831 |  | G2040.40.0001 | Aviation pavement appurtenances |  | GSF
2832 |  | G2040.40.0100 | Airfield pavement markings |  | LF
2833 |  | G2040.40.0200 | Airfield signage |  | EA
2834 |  | G2040.40.0300 | Airfield pavement snow melting systems |  | SY
2835 |  | G2040.70 | Airfield Lighting
2836 |  | G2040.70.0001 | Airfield lighting |  | GSF
2837 |  | G2040.70.0100 | Airfield lighting - note type and details |  | EA
2838 |  | G2040.80 | Airfield Signaling and Control Equipment
2839 |  | G2040.80.0001 | Airfield signaling and control equipment |  | GSF
2840 |  | G2040.80.0100 | Airfield signaling and control equipment - note type and details |  | EA
2841 | G2050 | G2050 | Athletic, Recreational, and Playfield Areas
2842 |  | G2050.10 | Athletic Areas
2843 |  | G2050.10.0001 | Athletic surfaces |  | GSF
2844 |  | G2050.10.1000 | Athletic surfaces - note type and details |  | SF
2845 |  | G2050.10.1100 | Athletic fencing - note type and details |  | SF
2846 |  | G2050.10.1200 | Exterior athletic equipment - note type and details |  | EA
2847 |  | G2050.10.1300 | Exterior scoreboards - note type and details |  | EA
2848 |  | G2050.10.2000 | Stadium pole & fixtures - note type, pole height, and foot-candles |  | EA
2849 |  | G2050.10.2090 | Underground branch wiring - athletic, recreational, and playfield areas |  | LF
2850 |  | G2050.50 | Playfield Areas
2851 |  | G2050.50.0001 | Playfield areas |  | GSF
2852 | G2060 | G2060 | Site Development
2853 |  | G2060.10 | Exterior Fountains
2854 |  | G2060.10.0001 | Exterior fountains |  | GSF
2855 |  | G2060.10.0100 | Exterior fountains |  | EA
2856 |  | G2060.20 | Fences and Gates
2857 |  | G2060.20.0001 | Fences and gates |  | GSF
2858 |  | G2060.20.0100 | Gate operators |  | EA
2859 |  | G2060.20.0200 | Chain link fences and gates |  | LF
2860 |  | G2060.20.0210 | High-security chain link fences and gates |  | LF
2861 |  | G2060.20.0300 | Welded wire fences and gates |  | LF
2862 |  | G2060.20.0400 | Decorative metal fences and gates |  | LF
2863 |  | G2060.20.0500 | Plastic fences and gates |  | LF
2864 |  | G2060.20.0600 | Wire fences and gates |  | LF
2865 |  | G2060.20.0700 | Wood fences and gates |  | LF
2866 |  | G2060.20.0800 | Composite fences and gates |  | LF
2867 |  | G2060.25 | Site Furnishings
2868 |  | G2060.25.0001 | Site furnishings |  | GSF
2869 |  | G2060.25.0100 | Bicycle racks |  | EA
2870 |  | G2060.25.0200 | Trash and litter receptors |  | EA
2871 |  | G2060.25.0300 | Planters |  | EA
2872 |  | G2060.25.0400 | Site seating and tables |  | EA
2873 |  | G2060.30 | Exterior Signage
2874 |  | G2060.30.0001 | Exterior signage |  | GSF
2875 |  | G2060.30.0100 | Exterior signage |  | EA
2876 |  | G2060.30.1080 | Supports and footings for sign posts - sitework
2877 |  | G2060.30.1090 | Electrical for lighted signs - sitework |  | EA
2878 |  | G2060.35 | Flagpoles
2879 |  | G2060.35.0001 | Flagpoles |  | GSF
2880 |  | G2060.35.0200 | Ground-set flagpoles |  | EA
2881 |  | G2060.40 | Covers and Shelters
2882 |  | G2060.40.0001 | Covers and shelters |  | GSF
2883 |  | G2060.40.0100 | Attendant booths |  | EA
2884 |  | G2060.40.0200 | Car shelters |  | SF
2885 |  | G2060.40.0300 | Walkway coverings |  | SF
2886 |  | G2060.40.0400 | Transportation stop shelters |  | EA
2887 |  | G2060.45 | Exterior Gas Lighting
2888 |  | G2060.45.0001 | Exterior gas lighting |  | GSF
2889 |  | G2060.60 | Retaining Walls
2890 |  | G2060.60.0001 | Retaining walls |  | GSF
2891 |  | G2060.60.0100 | Cast-in-place concrete retaining walls |  | SF
2892 |  | G2060.60.0200 | Precast concrete retaining walls |  | SF
2893 |  | G2060.60.0300 | Unit masonry retaining walls |  | SF
2894 |  | G2060.60.0400 | Segmental retaining walls |  | SF
2895 |  | G2060.60.0600 | Timber retaining walls |  | SF
2896 |  | G2060.60.0800 | Gabion retaining walls |  | SF
2897 |  | G2060.60.1000 | Stone retaining walls |  | SF
2898 |  | G2060.60.9100 | Retaining wall foundations |  | CY
2899 |  | G2060.60.9200 | Retaining wall waterproofing |  | SF
2900 |  | G2060.60.9300 | Retaining wall subdrainage |  | LF
2901 |  | G2060.70 | Site Bridges
2902 |  | G2060.70.0001 | Site bridges |  | GSF
2903 |  | G2060.70.0100 | Fabricated pedestrian bridges |  | SF
2904 |  | G2060.70.0200 | Fabricated vehicular bridges |  | SF
2905 |  | G2060.80 | Site Screening
2906 |  | G2060.80.0001 | Site screening |  | GSF
2907 |  | G2060.80.0100 | Screens and louvers |  | SF
2908 |  | G2060.80.0300 | Sound barriers |  | SF
2909 |  | G2060.85 | Site Specialties
2910 |  | G2060.85.0001 | Site specialties |  | GSF
2911 |  | G2060.85.0100 | Metal bollards |  | EA
2912 | G2080 | G2080 | Landscaping
2913 |  | G2080.10 | Planting Irrigation
2914 |  | G2080.10.0001 | Planting irrigation |  | GSF
2915 |  | G2080.10.0200 | Drip irrigation |  | SF
2916 |  | G2080.10.0300 | Underground sprinkler system |  | SF
2917 |  | G2080.20 | Turf and Grasses
2918 |  | G2080.20.0001 | Turf and grasses |  | GSF
2919 |  | G2080.20.0100 | Hydro-mulching |  | SF
2920 |  | G2080.20.0200 | Seeding |  | SY
2921 |  | G2080.20.0220 | Hydraulic seeding |  | SY
2922 |  | G2080.20.0300 | Sodding |  | SY
2923 |  | G2080.30 | Plantings
2924 |  | G2080.30.0001 | Plantings |  | GSF
2925 |  | G2080.30.0100 | Ground covers |  | SF
2926 |  | G2080.30.0200 | Plants and bulbs |  | SF
2927 |  | G2080.30.0300 | Shrubs |  | EA
2928 |  | G2080.30.0400 | Trees |  | EA
2929 |  | G2080.50 | Planting Accessories
2930 |  | G2080.50.0001 | Planting accessories |  | GSF
2931 |  | G2080.50.0100 | Landscape edging |  | LF
2932 |  | G2080.50.0200 | Landscape timbers |  | LF
2933 |  | G2080.50.0300 | Landscape surfacing |  | SF
2934 |  | G2080.50.0400 | Planters - landscaping |  | EA
2935 |  | G2080.50.0500 | Tree grates |  | EA
2936 |  | G2080.50.0600 | Decorative landscape boulders |  | EA
2937 |  | G2080.50.0700 | Vertical planting nets and grids |  | SF
2938 |  | G2080.70 | Landscape Lighting
2939 |  | G2080.70.0001 | Landscape lighting |  | GSF
2940 |  | G2080.70.0100 | Landscape lighting - note type and details |  | EA
2941 |  | G2080.80 | Landscaping Activities
2942 |  | G2080.80.0001 | Landscaping activities |  | GSF
2943 |  | G2080.80.0100 | Import and place topsoil |  | CY
2944 |  | G2080.80.0200 | Mulching |  | CY
2945 |  | G2080.80.0300 | Planting soil |  | CY
2946 |  | G2080.80.0400 | Structural soil |  | CY
2947 |  | G2080.80.0500 | Planting beds |  | SF
2948 |  | G2080.80.0600 | Tree transplanting |  | EA
2949 |  | G2080.80.1030 | Irrigation sleeves at exterior site areas |  | LF
2950 |  | G2080.80.1040 | Soil amendments |  | CY
2951 |  | G2080.80.1060 | Landscape maintenance during construction |  | LS
2952 |  | G2080.80.1070 | Fine grade and backfill |  | SY
2953 |  | G2080.80.1090 | Removal of spoils from tree excavation |  | CY
2954 |  | G2080.80.1110 | Extended maintenance period |  | LS
2955 | G30 | G30 | LIQUID AND GAS SITE UTILITIES
2956 | G3000 | G3000 | Liquid and Gas Site Utilities
2957 |  | G3000.00.0000 | Preliminary budget from historical data |  | GSF
2958 | G3010 | G3010 | Water Utilities
2959 |  | G3010.10 | Site Domestic Water Distribution
2960 |  | G3010.10.0100 | Water utility service connection |  | EA
2961 |  | G3010.10.0300 | Domestic water utility distribution piping - note size and type |  | LF
2962 |  | G3010.10.0510 | Domestic service connection and valve |  | EA
2963 |  | G3010.10.0540 | Domestic utility meter pit and piping |  | EA
2964 |  | G3010.10.9000 | Capacity charges and fees |  | LS
2965 |  | G3010.30 | Site Fire Protection Water Distribution
2966 |  | G3010.30.0100 | Fire water utility service connection |  | EA
2967 |  | G3010.30.0300 | Fire water utility distribution piping - note size and type |  | LF
2968 |  | G3010.30.0410 | Fire water service connection and valve |  | EA
2969 |  | G3010.30.0430 | Fire hydrants |  | EA
2970 |  | G3010.30.0440 | Fire water pumping stations |  | EA
2971 |  | G3010.30.0500 | Fire water storage tanks - note type and size |  | EA
2972 |  | G3010.50 | Site Irrigation Water Distribution
2973 |  | G3010.50.0100 | Irrigation water distribution piping - note size and type |  | LF
2974 |  | G3010.50.0200 | Irrigation water wells |  | EA
2975 |  | G3010.50.0300 | Irrigation water distribution equipment |  | EA
2976 |  | G3010.50.0400 | Irrigation water storage tanks - note type and size |  | EA
2977 | G3020 | G3020 | Sanitary Sewerage Utilities
2978 |  | G3020.10 | Sanitary Sewerage Utility Connection
2979 |  | G3020.10.0100 | Sanitary sewerage utility connection |  | EA
2980 |  | G3020.20 | Sanitary Sewerage Piping
2981 |  | G3020.20.0100 | Sanitary sewer piping - note size and type |  | LF
2982 |  | G3020.20.0300 | Sanitary sewerage force mains |  | LF
2983 |  | G3020.20.0400 | Sanitary sewerage lift station |  | EA
2984 |  | G3020.20.9000 | Capacity charges and fees |  | EA
2985 |  | G3020.50 | Sanitary Sewerage Structures
2986 |  | G3020.50.0100 | Sewerage utility manholes |  | EA
2987 |  | G3020.50.0400 | Sewerage utility cleanouts |  | EA
2988 | G3030 | G3030 | Storm Drainage Utilities
2989 |  | G3030.10 | Storm Drainage Utility Connection
2990 |  | G3030.10.0100 | Storm drainage utility connection |  | EA
2991 |  | G3030.20 | Storm Drainage Piping
2992 |  | G3030.20.0100 | Storm drainage piping - note size and type |  | LF
2993 |  | G3030.20.0110 | Curb underdrain piping - note size and type |  | LF
2994 |  | G3030.20.0210 | Retaining wall drainage piping - note size and type |  | LF
2995 |  | G3030.30 | Culverts
2996 |  | G3030.30.0100 | Prefabricated pipe culverts - note size and type |  | EA
2997 |  | G3030.30.0200 | Cast-in-place concrete culverts |  | CY
2998 |  | G3030.40 | Site Storm Water Drains
2999 |  | G3030.40.0100 | Area drains - note size and type |  | EA
3000 |  | G3030.40.0110 | Catch basins - note size and type |  | EA
3001 |  | G3030.40.0200 | Manholes - note diameter and depth |  | EA
3002 |  | G3030.40.0210 | Tie to existing manhole or catch basin |  | EA
3003 |  | G3030.40.0300 | Trench drains - note size and type |  | LF
3004 |  | G3030.40.0410 | In-line storm water filters |  | EA
3005 |  | G3030.40.0420 | Catch basin insert storm water filters |  | EA
3006 |  | G3030.40.0430 | Oil and stormwater separators - note size / capacity |  | EA
3007 |  | G3030.50 | Storm Drainage Pumps
3008 |  | G3030.50.0100 | Storm drainage pumps |  | EA
3009 |  | G3030.60 | Site Subdrainage
3010 |  | G3030.60.0100 | Site subdrainage piping - note size and type |  | LF
3011 |  | G3030.70 | Storm Drainage Ponds and Reservoirs
3012 |  | G3030.70.0100 | Detention basins |  | CF
3013 |  | G3030.70.0200 | Retention basins |  | CF
3014 |  | G3030.70.0300 | Subgrade detention outlet control structure |  | EA
3015 |  | G3030.70.0400 | Pond and reservoir liners |  | SF
3016 | G3050 | G3050 | Site Energy Distribution
3017 |  | G3050.10 | Site Hydronic Heating Distribution
3018 |  | G3050.10.0100 | Heating utility connection |  | EA
3019 |  | G3050.10.0200 | Underground heating distribution |  | LF
3020 |  | G3050.10.0300 | Aboveground heating distribution |  | LF
3021 |  | G3050.10.0400 | Heating distribution metering |  | LS
3022 |  | G3050.20 | Site Steam Energy Distribution
3023 |  | G3050.20.0100 | Steam utility connection |  | EA
3024 |  | G3050.20.0200 | Underground steam and condensate |  | LF
3025 |  | G3050.20.0300 | Aboveground steam and condensate |  | LF
3026 |  | G3050.20.0400 | Steam and condensate metering |  | LS
3027 |  | G3050.40 | Site Hydronic Cooling Distribution
3028 |  | G3050.40.0100 | Cooling utility connection |  | EA
3029 |  | G3050.40.0200 | Underground cooling distribution |  | LF
3030 |  | G3050.40.0300 | Aboveground cooling distribution |  | LF
3031 |  | G3050.40.0400 | Cooling distribution metering |  | LS
3032 | G3060 | G3060 | Site Fuel Distribution
3033 |  | G3060.10 | Site Gas Distribution
3034 |  | G3060.10.0100 | Gas utility connection |  | EA
3035 |  | G3060.10.0210 | Natural-gas piping |  | LF
3036 |  | G3060.20 | Site Fuel-Oil Distribution
3037 |  | G3060.20.0100 | Fuel-oil piping |  | LF
3038 |  | G3060.20.0200 | Fuel-oil pumps |  | EA
3039 |  | G3060.20.0300 | Fuel-oil storage tanks |  | EA
3040 |  | G3060.30 | Site Gasoline Distribution
3041 |  | G3060.30.0100 | Gasoline piping |  | LF
3042 |  | G3060.30.0200 | Gasoline pumps |  | EA
3043 |  | G3060.30.0300 | Gasoline storage tanks |  | EA
3044 |  | G3060.40 | Site Diesel Fuel Distribution
3045 |  | G3060.40.0100 | Diesel fuel piping |  | LF
3046 |  | G3060.40.0200 | Diesel fuel pumps |  | EA
3047 |  | G3060.40.0300 | Diesel fuel storage tanks |  | EA
3048 |  | G3060.60 | Site Aviation Fuel Distribution
3049 |  | G3060.60.0100 | Aviation fuel piping |  | LF
3050 |  | G3060.60.0200 | Aviation fuel pumps |  | EA
3051 |  | G3060.60.0300 | Aviation fuel storage tanks |  | EA
3052 | G3090 | G3090 | Liquid and Gas Site Utilities Supplementary Components
3053 |  | G3090.10 | Liquid and Gas Site Utilities Supplementary Components
3054 |  | G3090.10.0001 | Liquid and gas site utilities supplementary components |  | LS
3055 |  | G3090.10.1060 | Removal of spoils from utilities off site |  | CY
3056 |  | G3090.10.1130 | Temporary storm water collection and pumping |  | SF
3057 | G40 | G40 | ELECTRICAL SITE IMPROVEMENTS
3058 | G4000 | G4000 | Electrical Site Improvements
3059 |  | G4000.00.0000 | Preliminary budget from historical data |  | GSF
3060 | G4010 | G4010 | Site Electric Distribution Systems
3061 |  | G4010.10 | Electrical Utility Services
3062 |  | G4010.10.0001 | Electrical utility services |  | GSF
3063 |  | G4010.10.0100 | Electrical utility services |  | EA
3064 |  | G4010.20 | Electric Transmission and Distribution
3065 |  | G4010.20.0001 | Electric transmission and distribution |  | GSF
3066 |  | G4010.20.0100 | Electrical utility towers - note type and size |  | EA
3067 |  | G4010.20.0200 | Electrical utility poles - note type and size |  | EA
3068 |  | G4010.20.0300 | Underground ducts and manholes - note type and size |  | EA
3069 |  | G4010.20.0610 | High-voltage wiring - note type and size |  | LF
3070 |  | G4010.20.0620 | Medium-voltage wiring - note type and size |  | LF
3071 |  | G4010.30 | Electrical Substations
3072 |  | G4010.30.0001 | Electrical substations |  | GSF
3073 |  | G4010.30.0100 | Deadend structures - note type and size |  | EA
3074 |  | G4010.30.0200 | Structural bus supports - note type and size |  | EA
3075 |  | G4010.30.0300 | Substation bus assemblies - note type and size |  | EA
3076 |  | G4010.30.0400 | Control house equipment - note type and size |  | EA
3077 |  | G4010.30.0500 | Substation control wiring - note type and size |  | LF
3078 |  | G4010.40 | Electrical Transformers
3079 |  | G4010.40.0001 | Electrical transformers |  | GSF
3080 |  | G4010.40.0100 | Electrical transformers |  | EA
3081 |  | G4010.50 | Electrical Switchgear and Protection Devices - High-Voltage
3082 |  | G4010.50.0001 | Electrical switchgear and protection devices - high-voltage |  | GSF
3083 |  | G4010.50.0100 | Circuit breakers - high voltage |  | EA
3084 |  | G4010.50.0200 | Fuses - high voltage |  | EA
3085 |  | G4010.50.0300 | Surge arresters - high voltage |  | EA
3086 |  | G4010.50.0400 | Shunt reactors - high voltage |  | EA
3087 |  | G4010.51 | Electrical Switchgear and Protection Devices - Medium Voltage
3088 |  | G4010.51.0001 | Electrical switchgear and protection devices - medium voltage |  | GSF
3089 |  | G4010.51.0100 | Circuit breakers - medium voltage |  | EA
3090 |  | G4010.51.0200 | Fusible interrupter switchgear - medium voltage |  | EA
3091 |  | G4010.51.0300 | Cutouts - medium voltage |  | EA
3092 |  | G4010.51.0400 | Fuses - medium voltage |  | EA
3093 |  | G4010.51.0500 | Surge arresters - medium voltage |  | EA
3094 |  | G4010.51.0600 | Reclosers - medium voltage |  | EA
3095 |  | G4010.70 | Site Grounding
3096 |  | G4010.70.0001 | Site grounding |  | GSF
3097 |  | G4010.70.0100 | Site improvements grounding |  | EA
3098 |  | G4010.70.0600 | Site lightning protection |  | EA
3099 |  | G4010.90 | Electrical Distribution System Instrumentation and Controls
3100 |  | G4010.90.0001 | Electrical distribution system instrumentation and controls |  | GSF
3101 | G4050 | G4050 | Site Lighting
3102 |  | G4050.10 | Area Lighting
3103 |  | G4050.10.0001 | Area lighting |  | GSF
3104 |  | G4050.10.0100 | Site lighting, pole mounted - note type, pole height, and foot-candles |  | EA
3105 |  | G4050.10.0180 | Site lighting, bollard - note type and bollard details |  | EA
3106 |  | G4050.10.0200 | Underground branch wiring - site lighting |  | LF
3107 |  | G4050.20 | Flood Lighting
3108 |  | G4050.20.0001 | Flood lighting |  | GSF
3109 |  | G4050.20.0100 | Flood lighting - note type and details |  | EA
3110 |  | G4050.50 | Building Illumination
3111 |  | G4050.50.0001 | Building illumination |  | GSF
3112 |  | G4050.50.0100 | Building illumination - note type and details |  | EA
3113 |  | G4050.90 | Exterior Lighting Supplementary Components
3114 |  | G4050.90.0001 | Exterior lighting supplementary components |  | GSF
3115 |  | G4050.90.0100 | Lighting poles and standards |  | EA
3116 |  | G4050.90.0200 | Site lighting instrumentation and controls |  | EA
3117 | G50 | G50 | SITE COMMUNICATIONS
3118 | G5000 | G5000 | Site Communications
3119 |  | G5000.00.0000 | Preliminary budget from historical data |  | GSF
3120 | G5010 | G5010 | Site Communications Systems
3121 |  | G5010.10 | Site Communications Structures
3122 |  | G5010.10.0001 | Site communications structures |  | GSF
3123 |  | G5010.10.0141 | Communications underground ducts |  | LF
3124 |  | G5010.10.0142 | Communications underground manholes |  | EA
3125 |  | G5010.10.0143 | Communications underground handholes |  | EA
3126 |  | G5010.10.0150 | Communications vaults, pedestal, and enclosures |  | EA
3127 |  | G5010.30 | Site Communications Distribution
3128 |  | G5010.30.0001 | Site communications distribution |  | GSF
3129 |  | G5010.30.0100 | Copper communications distribution cabling |  | LF
3130 |  | G5010.30.0200 | Coaxial communications distribution cabling |  | LF
3131 |  | G5010.30.0500 | Optical fiber communications distribution |  | EA
3132 |  | G5010.30.0600 | Grounding and bonding for communications |  | EA
3133 |  | G5010.50 | Wireless Communications Distribution
3134 |  | G5010.50.0001 | Laser transmitter and receivers |  | GSF
3135 |  | G5010.50.0300 | Infrared transmitter and receivers |  | EA
3136 |  | G5010.50.0400 | Uhf/vhf transmitter and receivers |  | EA
3137 | G90 | G90 | MISCELLANEOUS SITE CONSTRUCTION
3138 | G9000 | G9000 | Miscellaneous Site Construction
3139 |  | G9000.00.0000 | Preliminary budget from historical data |  | GSF
3140 | G9010 | G9010 | Tunnels
3141 |  | G9010.10 | Vehicular Tunnels
3142 |  | G9010.10.0001 | Vehicular tunnels |  | GSF
3143 |  | G9010.20 | Pedestrian Tunnels
3144 |  | G9010.20.0001 | Pedestrian tunnels |  | GSF
3145 |  | G9010.40 | Service Tunnels
3146 |  | G9010.40.0001 | Service tunnels |  | GSF
3147 |  | G9010.90 | Tunnel Construction Related Activities
3148 |  | G9010.90.0001 | Tunnel construction related activities |  | GSF
3149 | Z | Z | GENERAL
3150 | Z10 | Z10 | GENERAL REQUIREMENTS
3151 | Z1000 | Z1000 | Overall
3152 |  | Z1000 | Overall general requirements |  | #REF!
3153 |  | Z1000.0001 | Overall general requirements (area specific premium) |  | LS
3154 | Z1010 | Z1010 | General Requirements - Misc.
3155 |  | Z1010.10 | Allowances
3156 |  | Z1010.10.0101 | Mobilization and move-in |  | ALW
3157 |  | Z1010.10.0102 | Street cleaning and dust control |  | ALW
3158 |  | Z1010.10.0103 | Storm water pollution prevention |  | ALW
3159 |  | Z1010.10.0104 | Off-site parking impacts |  | ALW
3160 |  | Z1010.10.0105 | Record storage and document control |  | ALW
3161 |  | Z1010.10.0106 | Partnering |  | ALW
3162 |  | Z1010.10.0107 | Quality Control inspections |  | ALW
3163 |  | Z1010.10.0108 | Vandalism and theft |  | ALW
3164 |  | Z1010.10.0109 | Attic stock provisions |  | ALW
3165 |  | Z1010.10.0110 | Expediting of materials |  | ALW
3166 |  | Z1010.10.0111 | Temporary warehouse and storage |  | ALW
3167 |  | Z1010.10.0112 | Certificate of Occupancy temporary provisions |  | ALW
3168 |  | Z1010.10.0113 | Commissioning program |  | ALW
3169 |  | Z1010.10.0114 | FF&E coordination (items by Owner) |  | ALW
3170 |  | Z1010.10.0115 | Factory trips to inspect fabrication |  | ALW
3171 |  | Z1010.10.0116 | Overtime and acceleration |  | ALW
3172 |  | Z1010.10.0117 | Added mock-ups beyond specification |  | ALW
3173 |  | Z1010.10.0118 | Patching and repair due to comebacks |  | ALW
3174 |  | Z1010.10.0119 | Temporary protection of finished areas |  | ALW
3175 |  | Z1010.10.0120 | Recleaning due to multiple punch lists |  | ALW
3176 |  | Z1010.10.0121 | Concealed conditions |  | ALW
3177 |  | Z1010.10.0122 | Drawing reproduction |  | ALW
3178 |  | Z1010.10.0123 | LEED provisions and implementation |  | ALW
3179 |  | Z1010.10.0124 | Security requirements |  | ALW
3180 |  | Z1010.10.0125 | Temporary offices and relocation of office |  | ALW
3181 |  | Z1010.10.0126 | Added insurance provisions |  | ALW
3182 |  | Z1010.10.0127 | Plancheck reviews and back-check |  | ALW
3183 |  | Z1010.10.0128 | Value Engineering studies |  | ALW
3184 |  | Z1010.10.0129 | Tenant Improvements hoisting coordination |  | ALW
3185 |  | Z1010.10.0130 | Early occupancy requirements |  | ALW
3186 |  | Z1010.10.0131 | Misc. permit requirements |  | ALW
3187 |  | Z1010.10.0132 | Layout and surveying issues |  | ALW
3188 |  | Z1010.10.0133 | Warranty callbacks and supervision |  | ALW
3189 |  | Z1010.10.0134 | Coordination of Owner subcontractors |  | ALW
3190 |  | Z1010.10.0135 | Professional video tape training |  | ALW
3191 | Z1040 | Z1040 | Quality Requirements
3192 |  | Z1040.40 | Quality Assurance
3193 |  | Z1040.40.0001 | Field samples |  | EA
3194 |  | Z1040.40.1000 | Mockups |  | EA
3195 |  | Z1040.80 | Quality Control
3196 |  | Z1040.80.0100 | Surveying |  | EA
3197 |  | Z1040.80.0200 | Professional surveying services |  | EA
3198 |  | Z1040.80.0300 | Survey/layout for earthwork |  | EA
3199 |  | Z1040.80.0400 | Survey/layout for foundations |  | EA
3200 |  | Z1040.80.0500 | Survey/layout, general |  | EA
3201 |  | Z1040.80.0600 | Testing and inspecting services |  | EA
3202 |  | Z1040.80.0700 | Plant inspection procedures |  | EA
3203 |  | Z1040.80.0800 | Testing laboratory services |  | EA
3204 |  | Z1040.80.0900 | Code-required special inspections and procedures |  | EA
3205 | Z1050 | Z1050 | Temporary Facilities and Controls
3206 |  | Z1050.10 | Temporary Utilities
3207 |  | Z1050.10.0001 | Temporary utilities |  | GSF
3208 |  | Z1050.10.0100 | Temporary electric consumption |  | EA
3209 |  | Z1050.10.0110 | Power consumption costs - core and shell |  | SF
3210 |  | Z1050.10.0120 | Power consumption costs - tenant fit-out |  | SF
3211 |  | Z1050.10.0130 | Power consumption costs - heating |  | SF
3212 |  | Z1050.10.0200 | Temporary fire protection |  | EA
3213 |  | Z1050.10.0210 | Temporary fire extinguishers |  | EA
3214 |  | Z1050.10.0400 | Temporary heating, cooling, and ventilating |  | EA
3215 |  | Z1050.10.0410 | Heater hook-ups |  | EA
3216 |  | Z1050.10.0420 | Heater removal |  | EA
3217 |  | Z1050.10.0430 | Heater relocations |  | EA
3218 |  | Z1050.10.0440 | Heaters rental (1 per 7500 sf) |  | EA
3219 |  | Z1050.10.0450 | Piping and hoses |  | EA
3220 |  | Z1050.10.0460 | Fuel consumption |  | MO
3221 |  | Z1050.10.0500 | Temporary lighting and power |  | EA
3222 |  | Z1050.10.0510 | Lighting / small tool hook-ups |  | SF
3223 |  | Z1050.10.0600 | Temporary natural gas |  | EA
3224 |  | Z1050.10.0610 | Gas consumption |  | DAY
3225 |  | Z1050.10.0620 | Filter changes |  | EA
3226 |  | Z1050.10.0630 | Extended warranties |  | EA
3227 |  | Z1050.10.0800 | Temporary water |  | EA
3228 |  | Z1050.20 | Construction Facilities
3229 |  | Z1050.20.0001 | Construction facilities |  | GSF
3230 |  | Z1050.20.0100 | Field offices and sheds |  | EA
3231 |  | Z1050.20.0110 | Trailer delivery/setup/teardown/removal |  | EA
3232 |  | Z1050.20.0120 | Trailer rent |  | MO
3233 |  | Z1050.20.0130 | Trailer cleaning (2 hours / week) |  | EA
3234 |  | Z1050.20.0140 | Trailer install/skirts/remove |  | EA
3235 |  | Z1050.20.0150 | Trailer relocations |  | EA
3236 |  | Z1050.20.0160 | Trailer electrical hook-up |  | MO
3237 |  | Z1050.20.0170 | Sanitary holding tank for trailers |  | EA
3238 |  | Z1050.20.0180 | Drawing racks/file drawers |  | EA
3239 |  | Z1050.20.0190 | Staff stations |  | EA
3240 |  | Z1050.20.0200 | First aid facilities |  | EA
3241 |  | Z1050.20.0210 | First aid cabinet |  | EA
3242 |  | Z1050.20.0220 | First aid cabinet maintenance |  | MO
3243 |  | Z1050.20.0300 | Sanitary facilities |  | EA
3244 |  | Z1050.20.0310 | Temporary plumbing riser |  | LF
3245 |  | Z1050.20.0320 | Portable temporary toilets- rental / service |  | MO
3246 |  | Z1050.20.0330 | Plant rentals |  | MO
3247 |  | Z1050.20.0400 | Safety program |  | EA
3248 |  | Z1050.20.0410 | Drug/alcohol program |  | EA
3249 |  | Z1050.20.0420 | Fire watch |  | EA
3250 |  | Z1050.20.0500 | Safety supplies |  | EA
3251 |  | Z1050.20.0510 | Hardhats (ACME, box of 20) |  | EA
3252 |  | Z1050.20.0520 | Hardhats (visitor, box of 20) |  | EA
3253 |  | Z1050.20.0530 | Hardhat stickers (custom, 250/roll) |  | EA
3254 |  | Z1050.20.0540 | Safety vests |  | EA
3255 |  | Z1050.20.0550 | Safety glasses (case of 144) |  | EA
3256 |  | Z1050.25 | Temporary Construction
3257 |  | Z1050.25.0001 | Temporary construction |  | GSF
3258 |  | Z1050.25.0100 | Temporary bridges |  | EA
3259 |  | Z1050.25.0200 | Temporary decking |  | EA
3260 |  | Z1050.25.0300 | Temporary overpasses |  | EA
3261 |  | Z1050.25.0400 | Temporary ramps |  | EA
3262 |  | Z1050.25.0500 | Temporary runarounds |  | EA
3263 |  | Z1050.30 | Construction Aids
3264 |  | Z1050.30.0001 | Construction aids |  | GSF
3265 |  | Z1050.30.0100 | Temporary elevators |  | EA
3266 |  | Z1050.30.0110 | Rental/maintenance |  | MO
3267 |  | Z1050.30.0120 | Cab protection |  | EA
3268 |  | Z1050.30.0130 | Elevator operator |  | MO
3269 |  | Z1050.30.0140 | Temporary stairs |  | LFR
3270 |  | Z1050.30.0150 | Temporary ladders |  | EA
3271 |  | Z1050.30.0200 | Temporary hoists |  | EA
3272 |  | Z1050.30.0210 | Hoist rental |  | EA
3273 |  | Z1050.30.0220 | Erect, dismantle and jump hoist |  | EA
3274 |  | Z1050.30.0230 | Hoist structural ties/base/foundation |  | EA
3275 |  | Z1050.30.0240 | Power to hoist |  | EA
3276 |  | Z1050.30.0250 | Floor platform/landing/gate |  | EA
3277 |  | Z1050.30.0260 | Hoist signal system |  | EA
3278 |  | Z1050.30.0270 | Monthly maintenance |  | EA
3279 |  | Z1050.30.0280 | Testing / inspection |  | EA
3280 |  | Z1050.30.0290 | Hoist operation |  | MO
3281 |  | Z1050.30.0300 | Temporary cranes |  | EA
3282 |  | Z1050.30.0310 | Crane rental |  | MO
3283 |  | Z1050.30.0320 | Crane operator |  | MO
3284 |  | Z1050.30.0400 | Temporary scaffolding and platforms |  | SF
3285 |  | Z1050.30.0500 | Temporary swing staging |  | EA
3286 |  | Z1050.30.0600 | Temporary loading dock |  | EA
3287 |  | Z1050.30.0800 | Job vehicle |  | EA
3288 |  | Z1050.30.1000 | Miscellaneous |  | EA
3289 |  | Z1050.35 | Temporary Vehicular Access and Parking
3290 |  | Z1050.35.0001 | Temporary vehicular access and parking |  | GSF
3291 |  | Z1050.35.0100 | Temporary access roads |  | EA
3292 |  | Z1050.35.0110 | Delivery / lay stone |  | CY
3293 |  | Z1050.35.0120 | Maintain temporary access roads |  | MO
3294 |  | Z1050.35.0200 | Haul routes |  | EA
3295 |  | Z1050.35.0300 | Temporary parking areas |  | EA
3296 |  | Z1050.35.0400 | Temporary roads |  | EA
3297 |  | Z1050.35.0500 | Traffic control |  | DAY
3298 |  | Z1050.35.0600 | Staging areas |  | EA
3299 |  | Z1050.40 | Temporary Barriers and Enclosures
3300 |  | Z1050.40.0001 | Temporary barriers and enclosures |  | MO
3301 |  | Z1050.40.0100 | Temporary air barriers |  | EA
3302 |  | Z1050.40.0110 | Tarp material |  | SF
3303 |  | Z1050.40.0120 | Install tarps (3000 sf / day) |  | DAY
3304 |  | Z1050.40.0130 | Move tarps |  | EA
3305 |  | Z1050.40.0140 | Remove tarps (5000 sf / day) |  | DAY
3306 |  | Z1050.40.0150 | Maintain / repair tarps - labor |  | DAY
3307 |  | Z1050.40.0160 | Maintain / repair tarps - material |  | EA
3308 |  | Z1050.40.0170 | Ropes, cables, wood and fasteners |  | EA
3309 |  | Z1050.40.0200 | Temporary dust barriers |  | EA
3310 |  | Z1050.40.0300 | Temporary noise barriers |  | EA
3311 |  | Z1050.40.0400 | Temporary barricades |  | EA
3312 |  | Z1050.40.0410 | Perimeter toeboards (labor) |  | LF
3313 |  | Z1050.40.0411 | Perimeter toeboards (material) |  | LF
3314 |  | Z1050.40.0420 | Perimeter railings / cables (labor) |  | LF
3315 |  | Z1050.40.0421 | Perimeter railings / cables (material) |  | LF
3316 |  | Z1050.40.0430 | Shaft / floor opening toeboards (labor) |  | LF
3317 |  | Z1050.40.0431 | Shaft / floor opening toeboards (material) |  | LF
3318 |  | Z1050.40.0440 | Shaft / floor opening railings (labor) |  | LF
3319 |  | Z1050.40.0441 | Shaft / floor opening railings (material) |  | LF
3320 |  | Z1050.40.0450 | Shaft protection (labor) |  | LF
3321 |  | Z1050.40.0451 | Shaft protection (material) |  | LF
3322 |  | Z1050.40.0460 | Stair handrails (labor) |  | LF
3323 |  | Z1050.40.0461 | Stair handrails (material) |  | LF
3324 |  | Z1050.40.0470 | Blocking at pan stairs (labor) |  | LFR
3325 |  | Z1050.40.0471 | Blocking at pan stairs (material) |  | LFR
3326 |  | Z1050.40.0480 | Maintenance of temporary barricades |  | DAY
3327 |  | Z1050.40.0500 | Temporary fencing |  | EA
3328 |  | Z1050.40.0510 | Construction fence |  | EA
3329 |  | Z1050.40.0520 | Entrance gate |  | EA
3330 |  | Z1050.40.0530 | Maintenance / moves of temporary fencing |  | EA
3331 |  | Z1050.40.0600 | Temporary protective walkways |  | EA
3332 |  | Z1050.40.0610 | Pedestrian covered walkway |  | LF
3333 |  | Z1050.40.0620 | Walkway lighting |  | LF
3334 |  | Z1050.40.0630 | Maintenance of temporary protective walkways |  | EA
3335 |  | Z1050.40.0700 | Temporary security barriers |  | EA
3336 |  | Z1050.40.0710 | Security watchmen |  | HR
3337 |  | Z1050.40.0720 | 2-way radios (pair) |  | PR
3338 |  | Z1050.40.0800 | Temporary security enclosures |  | EA
3339 |  | Z1050.40.0900 | Temporary tree and plant protection |  | EA
3340 |  | Z1050.50 | Temporary Controls
3341 |  | Z1050.50.0001 | Temporary controls |  | GSF
3342 |  | Z1050.50.0100 | Temporary erosion and sediment control |  | EA
3343 |  | Z1050.50.0200 | Temporary pest control |  | EA
3344 |  | Z1050.50.0210 | Rodent controls |  | EA
3345 |  | Z1050.50.0300 | Temporary environmental controls |  | EA
3346 |  | Z1050.50.0400 | Temporary storm water pollution control |  | EA
3347 |  | Z1050.50.0410 | Temporary rainwater control |  | MO
3348 |  | Z1050.50.0420 | Temporary snow removal |  | MO
3349 |  | Z1050.70 | Project Identification
3350 |  | Z1050.70.0001 | Project identification |  | GSF
3351 |  | Z1050.70.0100 | Temporary project signage |  | EA
3352 |  | Z1050.70.0200 | Temporary interior signage |  | EA
3353 | Z1070 | Z1070 | Execution and Closeout Requirements
3354 |  | Z1070.10 | Examination and Preparation
3355 |  | Z1070.10.0001 | Examination and Preparation |  | GSF
3356 |  | Z1070.20 | Execution
3357 |  | Z1070.20.0700 | Construction equipment costs |  | EA
3358 |  | Z1070.20.0800 | Small tools and consumable costs |  | EA
3359 |  | Z1070.20.0810 | General supplies |  | MO
3360 |  | Z1070.20.0820 | Survey equipment |  | EA
3361 |  | Z1070.30 | Cleaning and Waste Management
3362 |  | Z1070.30.0001 | Cleaning and waste management |  | GSF
3363 |  | Z1070.30.0100 | Progress cleaning |  | EA
3364 |  | Z1070.30.0110 | Equipment / supplies |  | EA
3365 |  | Z1070.30.0120 | Cleaning labor |  | DAY
3366 |  | Z1070.30.0200 | Site maintenance |  | EA
3367 |  | Z1070.30.0210 | Laborer (2 days per month) |  | DAY
3368 |  | Z1070.30.0300 | Final cleaning |  | EA
3369 |  | Z1070.30.0310 | Final cleaning (non-healthcare) |  | SF
3370 |  | Z1070.30.0320 | Final cleaning (healthcare) |  | SF
3371 |  | Z1070.30.0400 | Construction waste management and disposal |  | EA
3372 |  | Z1070.30.0410 | Trash carts |  | EA
3373 |  | Z1070.30.0420 | Dumpsters, 30 cy |  | EA
3374 |  | Z1070.30.0430 | Dumpsters, 40 yd |  | EA
3375 |  | Z1070.30.0440 | Trash chute |  | MO
3376 |  | Z1070.30.0450 | Trash chute installation |  | EA
3377 |  | Z1070.30.0460 | Trash chute removal |  | EA
3378 |  | Z1070.30.0470 | Trash laborer |  | MO
3379 |  | Z1070.50 | Protecting Installed Construction
3380 |  | Z1070.50.0100 | Protection of adjacent/existing construction |  | EA
3381 |  | Z1070.50.0200 | Protection of public utilities |  | EA
3382 |  | Z1070.50.0300 | Protecting installed construction |  | EA
3383 |  | Z1070.50.0400 | Millwork protection |  | EA
3384 |  | Z1070.50.0500 | Roof temporary protection |  | SF
3385 |  | Z1070.50.0600 | Floor protection |  | SF
3386 | Z20 | Z20 | BUILDING PERMITS
3387 | Z2040 | Z2040 | Permitting
3388 |  | Z2040.10 | Regulatory Requirements
3389 |  | Z2040.10 | Overall building permit cost |  | LS
3390 |  | Z2040.10 | Overall plan review fees |  | LS
3391 |  | Z2040.10.1000 | Building permit / (area specific premium) |  | LS
3392 |  | Z2040.10.1000 | Plan review fees (area specific premium) |  | LS